## Contents
Renewable Power Generation Costs in 2021
This publication should be cited as: Citation: IRENA (2022), Renewable Power Generation Costs in 2021, International Renewable Energy Agency, Abu Dhabi.
Contents
Highlights
Executive Summary
1. Latest cost trends
2. Onshore wind
3. Solar PV
4. Offshore wind
5. Concentrating solar power
6. Hydropower
7. Geothermal
8. Bioenergy
Annex I
Operations & Maintenace
This file contains data from the above mentioned report.
Note: Monetary values in this report are expressed in real 2021 USD (that is to say, taking into account inflation) unless explicitly mentioned.
Contact: | costs@irena.org

## Table H.1
Table H.1 Global weighted average total installed cost, capacity factor and levelised cost of electricity trends by technology, 2010 and 2021
|  | Total installed costs |  |  | Capacity factor |  |  | Levelised cost of electricity
|  | (2021 USD/kW) |  |  | (%) |  |  | (2021 USD/kWh)
|  | 2010 | 2021 | Percent change | 2010 | 2021 | Percent change | 2010 | 2021 | Percent change
| Bioenergy | 2 714 | 2 353 | -13% | 72 | 68 | -6% | 0.078 | 0.067 | -14%
| Geothermal | 2 714 | 3 991 | 47% | 87 | 77 | -11% | 0.05 | 0.068 | 34%
| Hydropower | 1 315 | 2 135 | 62% | 44 | 45 | 2% | 0.039 | 0.048 | 24%
| Solar PV | 4 808 | 857 | -82% | 14 | 17 | 25% | 0.417 | 0.048 | -88%
| CSP | 9 422 | 9 091 | -4% | 30 | 80 | 167% | 0.358 | 0.114 | -68%
| Onshore wind | 2 042 | 1 325 | -35% | 27 | 39 | 44% | 0.102 | 0.033 | -68%
| Offshore wind | 4 876 | 2 858 | -41% | 38 | 39 | 3% | 0.188 | 0.075 | -60%

## Fig S.1
Figure S.1 Change in global weighted levelised cost of electricity by technology, 2020-2021
|  | Solar photovoltaic | Ofshore wind | Onshore wind | Concentrating solar power
| Year-on-year percentage reduction 2020-2021 | -13% | -13% | -15% | 7%

## Fig S.2
Figure S.2 Global weighted average total installed costs, capacity factors and LCOE of newly commissioned utility-scale solar PV, onshore and offshore wind, 2010-2021
| Total installed cost (2021 USD/kW) | 2010 | 2011 | 2012 | 2013 | 2014 | 2015 | 2016 | 2017 | 2018 | 2019 | 2020 | 2021
| Solar photovoltaic | 4 808 | 4 104 | 3 124 | 2 742 | 2 478 | 1 887 | 1 717 | 1 483 | 1 267 | 1 046 | 0 916 | 0 857
| Offshore wind | 4 876 | 5 584 | 4 942 | 5 223 | 5 499 | 5 515 | 4 342 | 4 906 | 4 798 | 3 844 | 3 255 | 2 858
| Onshore wind | 2 044 | 2 000 | 1 906 | 1 965 | 1 898 | 1 722 | 1 729 | 1 729 | 1 636 | 1 553 | 1 501 | 1 325
| Capacity factor (%) | 2010 | 2011 | 2012 | 2013 | 2014 | 2015 | 2016 | 2017 | 2018 | 2019 | 2020 | 2021
| Solar photovoltaic | 13.8% | 15.3% | 15.1% | 16.4% | 16.6% | 16.5% | 16.7% | 17.5% | 17.9% | 17.5% | 16.1% | 17.2%
| Offshore wind | 37.9% | 38.1% | 39.9% | 45% | 35.1% | 41.9% | 39.7% | 44.7% | 43.1% | 42.5% | 38.3% | 38.8%
| Onshore wind | 27.2% | 27.6% | 27.6% | 28.1% | 29.2% | 29.1% | 30.8% | 32.5% | 34.6% | 35.7% | 39.8% | 39.2%
| LCOE (2021 USD/kWh) | 2010 | 2011 | 2012 | 2013 | 2014 | 2015 | 2016 | 2017 | 2018 | 2019 | 2020 | 2021
| Solar photovoltaic | 0.417 | 0.311 | 0.233 | 0.179 | 0.161 | 0.121 | 0.106 | 0.084 | 0.071 | 0.062 | 0.055 | 0.048
| Offshore wind | 0.188 | 0.196 | 0.167 | 0.141 | 0.172 | 0.141 | 0.116 | 0.106 | 0.1 | 0.086 | 0.086 | 0.075
| Onshore wind | 0.102 | 0.096 | 0.088 | 0.089 | 0.08 | 0.069 | 0.064 | 0.06 | 0.051 | 0.045 | 0.039 | 0.033
| Fossil fuel cost range | 2010: 2021 USD/kWh
| Low band | 2010: 0.054
| High band | 2010: 0.167

## Fig S.3
Figure S.3 The weighted average LCOE of utility scale solar PV compared to fuel and CO2 cost only for fossil gas in Europe, 2010-2022
| Technology | Units | 2010 | 2011 | 2012 | 2013 | 2014 | 2015 | 2016 | 2017 | 2018 | 2019 | 2020 | 2021 | 2022p
| Fossil gas (fuel+CO2 only) | 2021 USD/kWh | 0.082 | 0.099 | 0.105 | 0.095 | 0.088 | 0.062 | 0.037 | 0.048 | 0.07 | 0.046 | 0.036 | 0.141 | 0.269
| Solar photovoltaic | 2021 USD/kWh | 0.438 | 0.353 | 0.236 | 0.18 | 0.182 | 0.136 | 0.129 | 0.101 | 0.081 | 0.072 | 0.071 | 0.061 | 0.064

## Fig 1.1
Figure S.1 Change in global weighted levelised cost of electricity by technology, 2020-2021
|  | Solar photovoltaic | Ofshore wind | Onshore wind | Concentrating solar power
| Year-on-year percentage reduction 2020-2021 | -13% | -13% | -15% | 7%

## Fig 1.2
Figure 1.2 Global weighted average LCOEs from newly commissioned, utility-scale renewable power generation technologies, 2010-2021
| 2021 USD/kWh | Solar photovoltaic |  |  | Biomass
|  | 2010 | 2021 |  | 2010 | 2021
| 5th percentile | 0.2077 | 0.0293 | 5th percentile | 0.0405 | 0.0609
| Weighted average | 0.4171 | 0.0483 | Weighted average | 0.0782 | 0.0673
| 95th percentile | 0.5218 | 0.1201 | 95th percentile | 0.1444 | 0.1386
|  | Onshore wind |  |  | Geothermal
|  | 2010 | 2021 |  | 2010 | 2021
| 5th percentile | 0.0664 | 0.021 | 5th percentile | 0.0377 | 0.0372
| Weighted average | 0.1022 | 0.0331 | Weighted average | 0.0504 | 0.0676
| 95th percentile | 0.1407 | 0.0639 | 95th percentile | 0.0771 | 0.0989
|  | Offshore wind |  |  | Hydro
|  | 2010 | 2021 |  | 2010 | 2021
| 5th percentile | 0.1119 | 0.0536 | 5th percentile | 0.0208 | 0.0292
| Weighted average | 0.1879 | 0.0752 | Weighted average | 0.0389 | 0.0483
| 95th percentile | 0.307 | 0.1266 | 95th percentile | 0.0872 | 0.1313
|  | Concentrating solar power |  | Fossil fuel cost range | 2021 USD/kWh
|  | 2010 | 2021 | Low band | 0.054
| 5th percentile | 0.2739 | 0.1142 | High band | 0.167
| Weighted average | 0.358 | 0.1142
| 95th percentile | 0.4063 | 0.1142

## Fig 1.3
Figure 1.3 Annual and cumulative total new renewable power generation capacity added at a lower cost than the cheapest fossil fuel-fired option, 2010-2021
| Year | Technology | Competitive | Needs support
| 2010 | Solar photovoltaic | 0% | 100%
|  | Onshore wind | 0.1937% | 99.81%
| 2011 | Solar photovoltaic | 0% | 100%
|  | Onshore wind | 1.256% | 98.74%
| 2012 | Solar photovoltaic | 0% | 100%
|  | Onshore wind | 0.2377% | 99.76%
| 2013 | Solar photovoltaic | 0% | 100%
|  | Onshore wind | 0.5965% | 99.4%
| 2014 | Solar photovoltaic | 0% | 100%
|  | Onshore wind | 2.173% | 97.83%
| 2015 | Solar photovoltaic | 0.4531% | 99.55%
|  | Onshore wind | 9.324% | 90.68%
| 2016 | Solar photovoltaic | 0% | 100%
|  | Onshore wind | 16.05% | 83.95%
| 2017 | Solar photovoltaic | 2.75% | 97.25%
|  | Onshore wind | 56.52% | 43.48%
| 2018 | Solar photovoltaic | 52.44% | 47.56%
|  | Onshore wind | 75.76% | 24.24%
| 2019 | Solar photovoltaic | 58.32% | 41.68%
|  | Onshore wind | 83.14% | 16.86%
| 2020 | Solar photovoltaic | 62.76% | 37.24%
|  | Onshore wind | 95.57% | 4.431%
| 2021 | Solar photovoltaic | 74.19% | 25.81%
|  | Onshore wind | 96.39% | 3.608%
| Technology | GW | 2010 | 2011 | 2012 | 2013 | 2014 | 2015 | 2016 | 2017 | 2018 | 2019 | 2020 | 2021
| Biomass | Competitive | 0.20167 | 0.61423 | 0.69543 | 0.39543 | 0.32118 | 0.54418 | 0.33561 | 0 | 2.945 | 0 | 0.4484 | 0
| Concentrating solar power | Competitive | 0 | 0 | 0 | 0 | 0 | 0 | 0 | 0 | 0 | 0 | 0 | 0
| Geothermal | Competitive | 0.225 | 0 | 0 | 0.09 | 0.085 | 0.205 | 0.11 | 0.548 | 0 | 0.062 | 0.1485 | 0.08442
| Hydro | Competitive | 26.5246 | 25.5039 | 49.976 | 24.7778 | 26.3197 | 38.8491 | 20.3874 | 13.1812 | 26.596 | 13.1912 | 14.9863 | 21.8126
| Offshore wind | Competitive | 0 | 0 | 0 | 0 | 0 | 0 | 0 | 0 | 0.028 | 0 | 0 | 2.5176
| Solar photovoltaic | Competitive | 0 | 0 | 0 | 0 | 0 | 0.15223 | 0 | 1.9626 | 30.3981 | 40.6885 | 46.7259 | 70.1573
| Onshore wind | Competitive | 0.06135 | 0.51908 | 0.1189 | 0.19642 | 1.0308 | 6.1255 | 8.3948 | 28.7092 | 35.7072 | 45.6592 | 102.7046 | 69.1664
| Technology | GW | 2010 | 2011 | 2012 | 2013 | 2014 | 2015 | 2016 | 2017 | 2018 | 2019 | 2020 | 2021
| Biomass | Needs support | 5.4064 | 7.5427 | 10.2145 | 10.0868 | 6.5134 | 4.6865 | 4.0508 | 2.048 | 1.9696 | 6.6866 | 4.2812 | 9.2212
| Concentrating solar power | Needs support | 0.335 | 0.4899 | 1.0025 | 1.215 | 1.327 | 0.26 | 0.3151 | 0.15 | 0.85 | 0.643 | 0.15 | 0.11
| Geothermal | Needs support | 0.198 | 0 | 0.2354 | 0.20576 | 0.3955 | 0.63865 | 0.6349 | 0.781 | 1.1571 | 0.8162 | 0.1445 | 0.2828
| Hydro | Needs support | 7.0873 | 4.9707 | 8.6556 | 9.0398 | 10.8554 | 13.5773 | 17.2064 | 8.1329 | 9.4166 | 7.6276 | 6.653 | 3.7595
| Offshore wind | Needs support | 1.0836 | 1.0657 | 1.1761 | 2.2785 | 1.1329 | 4.1272 | 2.2463 | 3.6402 | 4.2472 | 6.6568 | 8.2077 | 19.995
| Solar photovoltaic | Needs support | 4.3926 | 8.3744 | 29.1665 | 56.0657 | 22.8448 | 33.4477 | 50.5634 | 69.4167 | 27.5701 | 29.0742 | 27.7267 | 24.4052
| Onshore wind | Needs support | 31.6084 | 40.7975 | 49.9001 | 32.7307 | 46.4093 | 59.5714 | 43.9074 | 22.0868 | 11.4267 | 9.2586 | 4.7616 | 2.5888

## Fig 1.4
Figure 1.4 Annual and cumulative savings and generation from new renewable power generation capacity with lower costs than the cheapest fossil fuel-fired option, non-OECD countries, 2010-2021
| Technology | Metric | 2010 | 2011 | 2012 | 2013 | 2014 | 2015 | 2016 | 2017 | 2018 | 2019 | 2020 | 2021
| Biomass | Savings by year (2021 USD billion) | 0.0078969 | 0.014691 | 0.026691 | 0.0041359 | 0.0027781 | 0.046147 |  |  | 0.068124 |  | 0.0034928
| Geothermal | Savings by year (2021 USD billion) | 0.020407 |  |  | 0.0019106 | 0.0046895 | 0.0033008 | 0.0025884 | 0.06565 |  | 0.0011897 | 0.012119 | 0.0017533
| Hydro | Savings by year (2021 USD billion) | 1.8458 | 2.0973 | 4.2093 | 1.9189 | 2.0916 | 3.4953 | 1.4146 | 0.96972 | 2.0243 | 0.89182 | 1.2111 | 0.96109
| Solar photovoltaic | Savings by year (2021 USD billion) | 2017: 0.011958; 2018: 0.13635; 2019: 0.47341; 2020: 0.75968; 2021: 1.3454
| Offshore wind | Savings by year (2021 USD billion) | 2021: 0.012894
| Onshore wind | Savings by year (2021 USD billion) | 0.00034367 | 0.012701 | 0.001247 | 0.0051654 | 0.036233 | 0.015602 | 0.057157 | 0.47973 | 0.47458 | 1.2343 | 4.2429 | 3.3497
| Technology | Metric | 2010 | 2011 | 2012 | 2013 | 2014 | 2015 | 2016 | 2017 | 2018 | 2019 | 2020 | 2021
| Biomass | Running total (2021 USD billion) | 0.0078969 | 0.022588 | 0.049279 | 0.053415 | 0.056193 | 0.10234 | 0.10234 | 0.10234 | 0.17046 | 0.17046 | 0.17396 | 0.17396
| Geothermal | Running total (2021 USD billion) | 0.020407 | 0.020407 | 0.020407 | 0.022318 | 0.027007 | 0.030308 | 0.032897 | 0.098547 | 0.098547 | 0.099736 | 0.11186 | 0.11361
| Hydro | Running total (2021 USD billion) | 1.8458 | 3.943 | 8.1524 | 10.0713 | 12.1629 | 15.6582 | 17.0728 | 18.0425 | 20.0668 | 20.9587 | 22.1698 | 23.1309
| Solar photovoltaic | Running total (2021 USD billion) | 2017: 0.011958; 2018: 0.14831; 2019: 0.62172; 2020: 1.3814; 2021: 2.7268
| Offshore wind | Running total (2021 USD billion) | 2021: 0.012894
| Onshore wind | Running total (2021 USD billion) | 0.00034367 | 0.013044 | 0.014291 | 0.019457 | 0.05569 | 0.071291 | 0.12845 | 0.60818 | 1.0828 | 2.3171 | 6.56 | 9.9098
| Technology | Metric | 2010 | 2011 | 2012 | 2013 | 2014 | 2015 | 2016 | 2017 | 2018 | 2019 | 2020 | 2021
| Biomass | Generation (TWh) | 1.0964 | 2.1316 | 3.6736 | 1.7551 | 1.286 | 3.6109 |  |  | 17.8103 |  | 0.95743
| Geothermal | Generation (TWh) | 1.8044 |  |  | 0.31036 | 0.62459 | 1.2614 | 0.86724 | 3.2535 |  | 0.22995 | 0.70825 | 0.24444
| Hydro | Generation (TWh) | 101.7026 | 99.6555 | 208.7015 | 111.7974 | 112.0765 | 172.7246 | 91.1005 | 52.4684 | 103.3638 | 50.0253 | 61.1608 | 75.879
| Solar photovoltaic | Generation (TWh) | 2017: 2.4952; 2018: 44.2458; 2019: 41.8962; 2020: 47.5027; 2021: 70.6198
| Offshore wind | Generation (TWh) | 2021: 0.72142
| Onshore wind | Generation (TWh) | 0.21365 | 0.8438 | 0.21974 | 0.7654 | 2.9655 | 3.9147 | 4.7699 | 59.9327 | 64.4319 | 81.3692 | 223.1447 | 138.3184
| Technology | Metric | 2010 | 2011 | 2012 | 2013 | 2014 | 2015 | 2016 | 2017 | 2018 | 2019 | 2020 | 2021
| Biomass | Running Sum of Generation in TWh | 1.0964 | 3.228 | 6.9016 | 8.6567 | 9.9427 | 13.5536 | 13.5536 | 13.5536 | 31.364 | 31.364 | 32.3214 | 32.3214
| Geothermal | Running Sum of Generation in TWh | 1.8044 | 1.8044 | 1.8044 | 2.1148 | 2.7394 | 4.0008 | 4.8681 | 8.1215 | 8.1215 | 8.3515 | 9.0597 | 9.3042
| Hydro | Running Sum of Generation in TWh | 101.7026 | 201.3581 | 410.0596 | 521.857 | 633.9335 | 806.6581 | 897.7585 | 950.2269 | 1053.5907 | 1103.616 | 1164.7769 | 1240.6559
| Solar photovoltaic | Running Sum of Generation in TWh | 2017: 2.4952; 2018: 46.7411; 2019: 88.6373; 2020: 136.14; 2021: 206.7597
| Offshore wind | Running Sum of Generation in TWh | 2021: 0.72142
| Onshore wind | Running Sum of Generation in TWh | 0.21365 | 1.0575 | 1.2772 | 2.0426 | 5.0081 | 8.9228 | 13.6927 | 73.6254 | 138.0574 | 219.4265 | 442.5712 | 580.8897

## Fig 1.6
Figure 1.6 Wholesale electricity (hourly) and fossil gas (daily) prices for Belgium, France, Germany, Italy and the Netherlands, March 2022
Data from: German Federal Statistical Office (Statistisches Bundesamt) (2022a), Producer price index for industrial products, GP09-24102, GP09-24103 and GP09-24104, German Federal Statistical Office (Statistisches Bundesamt), Wiesbaden.

## Fig 1.7
Figure 1.7 Fuel-only generation costs for coal and fossil gas for 2022 relative to the LCOE of new solar PV, onshore and offshore wind power projects commissioned in 2021, by country
|  | Onshore wind | Solar PV | Coal | Fossil gas | Onshore wind | Solar PV
|  | 2021 USD/MWh | 2021 USD/MWh | 2021 USD/MWh | 2021 USD/MWh | Ratio to fossil gas | Ratio to fossil gas
| Germany | 51 | 61 |  | 268.4132 | 5.263
| Italy | 41 | 51 |  | 259.4615 | 6.3283
| Europe | 42 | 61 |  | 270.3054 | 6.4358
| France | 44 | 49 |  | 245.4334 | 5.578
| Brazil | 24 | 52 |  | 223.8911 | 9.3288
| Japan | 141 | 87 |  | 210.5806 |  | 2.4205
| Finland | 47 |  |  | 208.1419 | 4.4286
| United Kingdom | 42 | 69 |  | 210.634 | 5.0151
| Denmark | 40 | 61 |  | 203.589 | 5.0897
| China | 28 | 34 | 77.2516 | 197.9457 | 7.0695
| Korea | 64 | 56 |  | 179.9507 |  | 3.2134
| India | 30 | 35 | 127.3907 | 149.0172 | 4.9672
| Turkey | 45 | 64 |  | 128.1463 | 2.8477
| Viet Nam | 57 | 46 | 126.3326 |  |  | 2.7464
| Australia | 38 | 42 | 89.4254 | 88.2595 | 2.3533
| Argentina | 47 | 91 |  | 92.3553 | 1.965
| Chile | 42 | 44 |  | 82.9127 | 1.9741
| United States | 30 | 55 |  | 53.8097 | 1.8333
| Mexico | 42 | 49 |  | 51.8631 | 1.2348

## Fig 1.8
Figure 1.8 Implied 2022 revenue for solar and wind projects commissioned in 2021, relative to their annual capital recovery requirement
|  | Required annual capital recovery | Potential revenue
| Offshore wind | 2021 USD/kW/year | 2021 USD/kW/year | Ratio
| United Kingdom | 155.4679 | 866.8483 | 5.5757
| Japan | 379.7955 | 545.5 | 1.4363
| China | 199.1535 | 505.5055 | 2.5383
| Viet Nam | 190.1089 | 362.7307 | 1.908
|  | Required annual capital recovery | Potential revenue
| Onshore wind | 2021 USD/kW/year | 2021 USD/kW/year | Ratio
| Brazil | 79.9891 | 1016.704 | 12.7105
| France | 87.4793 | 766.9891 | 8.7677
| Italy | 81.2145 | 750.0513 | 9.2354
| United Kingdom | 105.3148 | 736.4114 | 6.9925
| Germany | 79.8574 | 650.8431 | 8.1501
| Republic of Korea | 165.1382 | 583.2561 | 3.5319
| China | 61.8217 | 495.9561 | 8.0224
| Japan | 214.2966 | 448.4038 | 2.0924
| Turkey | 114.1634 | 440.0297 | 3.8544
| Argentina | 254.5372 | 401.441 | 1.5771
| India | 71.0737 | 370.1972 | 5.2086
| Viet Nam | 108.9438 | 326.0776 | 2.9931
| Australia | 69.9535 | 301.1303 | 4.3047
| Chile | 105.4915 | 296.2759 | 2.8085
| Canada | 77.8551 | 203.6594 | 2.6159
| United States | 78.5078 | 203.3851 | 2.5906
| Mexico | 89.5132 | 161.226 | 1.8011
|  | Required annual capital recovery | Potential revenue
| Solar PV | 2021 USD/kW/year | 2021 USD/kW/year | Ratio
| Brazil | 65.8522 | 426.9967 | 6.4842
| France | 39.751 | 312.8507 | 7.8703
| Italy | 44.9365 | 340.6756 | 7.5813
| United Kingdom | 43.1303 | 191.7021 | 4.4447
| Germany | 32.3576 | 280.0322 | 8.6543
| Republic of Korea | 56.0509 | 252.1245 | 4.4981
| China | 33.5497 | 210.4083 | 6.2715
| Japan | 88.4066 | 274.3556 | 3.1033
| Turkey | 72.1807 | 188.7026 | 2.6143
| Argentina | 125.6517 | 138.3446 | 1.101
| India | 45.254 | 198.7999 | 4.393
| Viet Nam | 53.6533 | 161.8817 | 3.0172
| Australia | 57.5741 | 167.709 | 2.9129
| Chile | 63.9728 | 169.9602 | 2.6568
| Canada | 71.1505 | 64.5207 | 0.90682
| United States | 71.1044 | 90.7923 | 1.2769
| Mexico | 75.7705 | 99.2645 | 1.3101

## Fig 1.9
Figure 1.9 European fossil gas prices by month and 15-year rolling average, 1989-2022
Source:
IMF (2022b), Global price of Natural gas, EU (PNGASEUUSDM),
https://fred.stlouisfed.org/series/PNGASEUUSDM (accessed 15 June 2022).

## Fig 1.10
Figure 1.10 LCOE of new solar PV, onshore and offshore wind in Europe compared to fossil gas-fired CCGT plants, 2021/2025
| Renewables in 2021 | Onshore wind | Solar PV | Offshore wind
| 2021 USD/MWh | 42 | 61 | 65
Fossil gas: CCGT without CCS
| 2021 USD/MWh | CCGT 50% CF, no CCS | CCGT 30% CF, no CCS
| Variable O&M | 4 | 4
| Fixed O&M | 12.5571 | 20.9285
| Capital | 20.2386 | 33.731
| CO2 | 39.6542 | 39.6542
| Fuel | 68.0965 | 68.0965
Fossil gas: CCGT with CCS
| 2021 USD/MWh | CCGT 50% CF, CCS | CCGT 30% CF, CCS
| Variable O&M | 5.63 | 5.63
| Fixed O&M | 14.5913 | 24.3189
| Capital | 48.4806 | 80.8011
| CO2 | 3.817 | 3.817
| Fuel | 71.59 | 71.59

## Fig 1.11
Figure 1.11 Estimated savings in 2022 after new renewable capacity added in 2021 has displaced fossil fuel generation in 2022, by generation technology
Savings in 2022 (2021 USD billion)
| Biomass | 5.0507
| Offshore wind | 6.6158
| Hydro | 9.094
| Solar photovoltaic | 11.2743
| Onshore wind | 23.3

## Fig 1.12
Figure 1.12 Estimated savings in 2022 from new renewable capacity added in 2021 that displaces fossil fuel generation, by G20 country and generation technology
| Savings in 2022 (2021 USD billion) | Biomass | Offshore wind | Hydro | Solar photovoltaic | Onshore wind
| Brazil | 0.49583 |  | 0.082066 | 0.81767 | 3.5168
| India | 0.023183 |  | 0.35049 | 1.5246 | 0.41986
| United Kingdom |  | 1.4777 | 0.00068613 | 0.030383 | 0.19401
| United States |  |  |  | 0.18485 | 1.1892
| France | 0.10909 |  |  | 0.41694 | 0.75172
| Germany | 0.11276 |  |  | 0.29551 | 0.84045
| Japan | 0.30984 | 0.0059851 |  | 0.83131 | 0.0062838
| Turkey | 0.17366 |  | 0.16236 | 0.067358 | 0.51193
| Republic of Korea | 0.16291 |  |  | 0.5478 | 0.0068651
| Italy |  |  | 0.2456 | 0.048415 | 0.2554
| Australia |  |  |  | 0.13436 | 0.16464
| Canada |  |  |  | 0.024202 | 0.21792
| Russian Federation |  |  |  |  | 0.2085
| South Africa |  |  |  | 0.038532 | 0.14402
| Indonesia |  |  | 0.097505 | 0.0017844
| Argentina | 0.0025817 |  |  |  | 0.066545
| Mexico |  |  |  | 0.015828 | 0.039178
| Saudi Arabia |  |  |  | 0.021686
| China | 3.4455 | 4.3797 | 6.17 | 5.2362 | 11.9362

## Fig 1.13
Figure 1.13 Germany: Estimated hourly net cost savings from renewable generation and wholesale electricity prices, January-May 2022
Large data file.
Data available on request.
| Email: | costs@irena.org

## Fig 1.14
Figure 1.14 Estimated fossil fuel imports avoided due to solar and wind generation, 19 European countries, January-May 2022
| Wind (2021 USD billion) | January | February | March | April | May | Solar (2021 USD billion) | January | February | March | April | May
| Austria | 0.19863 | 0.18555 | 0.15611 | 0.16038 | 0.077778 | Austria | 0.0057853 | 0.0092777 | 0.023127 | 0.017576 | 0.017949
| Belgium | 0.1967 | 0.30988 | 0.19947 | 0.20652 | 0.12365 | Belgium | 0.019284 | 0.040822 | 0.16189 | 0.15599 | 0.17749
| Czech Republic | 0.017356 | 0.020411 | 0.014454 | 0.013182 | 0.0079772 | Czech Republic | 0.011571 | 0.024122 | 0.080944 | 0.052728 | 0.063818
| Denmark | 0.163 | 0.22254 | 0.11954 | 0.16939 | 0.15998 | Denmark | 0.0021169 | 0.0072666 | 0.020919 | 0.030584 | 0.032937
| Estonia | 0.0070564 | 0.0081749 | 0.0059769 | 0.0070578 | 0.0058815 | Estonia | 0 | 0.00090832 | 0.0029885 | 0.0070578 | 0.0094105
| Finland | 0.24684 | 0.18555 | 0.32667 | 0.13841 | 0.099715 | Finland | 0 | 0.0018555 | 0.0086726 | 0.008788 | 0.01396
| Greece | 0.16392 | 0.14288 | 0.25729 | 0.16478 | 0.1057 | Greece | 0.057853 | 0.061233 | 0.12142 | 0.12084 | 0.12165
| Hungary | 0.017356 | 0.0167 | 0.011563 | 0.015379 | 0.0059829 | Hungary | 0.023141 | 0.031544 | 0.086726 | 0.061516 | 0.0698
| Ireland | 0.18706 | 0.2672 | 0.26018 | 0.15159 | 0.15356 | Ireland | 0 | 0 | 0 | 0 | 0
| Lithuania | 0.038568 | 0.038966 | 0.026018 | 0.032955 | 0.023932 | Lithuania | 0.0019284 | 0.0037111 | 0.017345 | 0.006591 | 0.0059829
| Netherlands | 0.43582 | 0.57151 | 0.39894 | 0 | 0 | Netherlands | 0.046282 | 0.096488 | 0.40472 | 0 | 0
| Poland | 0.3504 | 0.37729 | 0.24585 | 0.31555 | 0.2332 | Poland | 0.01385 | 0.034429 | 0.15161 | 0.197 | 0.15166
| Portugal | 0.24684 | 0.16514 | 0.43363 | 0.25266 | 0.16752 | Portugal | 0.028926 | 0.029689 | 0.046254 | 0.052728 | 0.05584
| Romania | 0.1967 | 0.12432 | 0.23127 | 0.16478 | 0.071795 | Romania | 0.011571 | 0.014844 | 0.03469 | 0.028561 | 0.033903
| Slovakia | 0 | 0 | 0 | 0 | 0 | Slovakia | 0.0038568 | 0.0055666 | 0.017345 | 0.010985 | 0.01396
| Italy | 0.48403 | 0.41379 | 0.58973 | 0.5163 | 0.15556 | Italy | 0.24684 | 0.3173 | 0.67357 | 0.62834 | 0.61424
| France | 0.57274 | 0.87581 | 0.92796 | 0.69865 | 0.40285 | France | 0.13113 | 0.16143 | 0.34979 | 0.34273 | 0.44872
| Spain | 1.0182 | 0.81644 | 1.8212 | 1.1798 | 0.91139 | Spain | 0.32012 | 0.33956 | 0.43652 | 0.63493 | 0.77977
| Germany | 3.1086 | 3.8447 | 2.3503 | 2.5024 | 1.5715 | Germany | 0.2102 | 0.46203 | 1.7692 | 1.3665 | 1.6333
| Wind, running total (2021 USD billion) | January | February | March | April | May | Solar, runnning total (2021 USD billion) | January | February | March | April | May
| Austria | 0.19863 | 0.38418 | 0.54029 | 0.70067 | 0.77845 | Austria | 0.0057853 | 0.015063 | 0.03819 | 0.055766 | 0.073714
| Belgium | 0.1967 | 0.50657 | 0.70604 | 0.91256 | 1.0362 | Belgium | 0.019284 | 0.060106 | 0.22199 | 0.37798 | 0.55547
| Czech Republic | 0.017356 | 0.037767 | 0.052221 | 0.065403 | 0.07338 | Czech Republic | 0.011571 | 0.035693 | 0.11664 | 0.16936 | 0.23318
| Denmark | 0.163 | 0.38554 | 0.50508 | 0.67447 | 0.83445 | Denmark | 0.0021169 | 0.0093835 | 0.030303 | 0.060887 | 0.093823
| Estonia | 0.0070564 | 0.015231 | 0.021208 | 0.028266 | 0.034148 | Estonia | 0 | 0.00090832 | 0.0038968 | 0.010955 | 0.020365
| Finland | 0.24684 | 0.43239 | 0.75906 | 0.89747 | 0.99718 | Finland | 0 | 0.0018555 | 0.010528 | 0.019316 | 0.033276
| Greece | 0.16392 | 0.30679 | 0.56408 | 0.72885 | 0.83455 | Greece | 0.057853 | 0.11909 | 0.2405 | 0.36134 | 0.48299
| Hungary | 0.017356 | 0.034056 | 0.045619 | 0.060998 | 0.066981 | Hungary | 0.023141 | 0.054685 | 0.14141 | 0.20293 | 0.27273
| Ireland | 0.18706 | 0.45425 | 0.71443 | 0.86602 | 1.0196 | Ireland | 0 | 0 | 0 | 0 | 0
| Lithuania | 0.038568 | 0.077535 | 0.10355 | 0.13651 | 0.16044 | Lithuania | 0.0019284 | 0.0056395 | 0.022985 | 0.029576 | 0.035559
| Netherlands | 0.43582 | 1.0073 | 1.4063 | 1.4063 | 1.4063 | Netherlands | 0.046282 | 0.14277 | 0.54749 | 0.54749 | 0.54749
| Poland | 0.3504 | 0.72768 | 0.97353 | 1.2891 | 1.5223 | Poland | 0.01385 | 0.048279 | 0.19989 | 0.39689 | 0.54855
| Portugal | 0.24684 | 0.41198 | 0.84561 | 1.0983 | 1.2658 | Portugal | 0.028926 | 0.058615 | 0.10487 | 0.1576 | 0.21344
| Romania | 0.1967 | 0.32102 | 0.55229 | 0.71706 | 0.78886 | Romania | 0.011571 | 0.026415 | 0.061105 | 0.089666 | 0.12357
| Slovakia | 0 | 0 | 0 | 0 | 0 | Slovakia | 0.0038568 | 0.0094235 | 0.026769 | 0.037754 | 0.051714
| Italy | 0.48403 | 0.89782 | 1.4876 | 2.0038 | 2.1594 | Italy | 0.24684 | 0.56414 | 1.2377 | 1.866 | 2.4803
| France | 0.57274 | 1.4486 | 2.3765 | 3.0752 | 3.478 | France | 0.13113 | 0.29256 | 0.64236 | 0.98509 | 1.4338
| Spain | 1.0182 | 1.8346 | 3.6559 | 4.8357 | 5.7471 | Spain | 0.32012 | 0.65968 | 1.0962 | 1.7311 | 2.5109
| Germany | 3.1086 | 6.9533 | 9.3036 | 11.8059 | 13.3775 | Germany | 0.2102 | 0.67223 | 2.4414 | 3.808 | 5.4413
[7 empty] | Solar and wind, runnning total | January | February | March | April | May
[7 empty] | 2021 USD billion | 8.7843 | 19.0132 | 31.797 | 42.2103 | 50.7327

## Fig 1.15
Figure 1.15 Key international commodity price trends (monthly) and German steel product producer price index (annual), 2015-Q1 2022
| Index (January 2019 = 100) | Aluminum | Cobalt | Copper | Iron ore | Nickel | Change in index value | Aluminum | Cobalt | Copper | Iron ore | Nickel
| January 2019 | 100 | 100 | 100 | 100 | 100 | (January 2019 to May 2022) | 49.66% | -100% | 55.22% | 86.66% | -100%
| February 2019 | 100.5002 | 78.8608 | 106.085 | 116.4761 | 110.0847
| March 2019 | 100.9441 | 76.9779 | 108.4251 | 115.7861 | 113.0449
| April 2019 | 99.5526 | 82.3008 | 108.407 | 125.6651 | 110.8449
| May 2019 | 96.0919 | 83.9386 | 101.327 | 135.3206 | 104.28
| June 2019 | 94.7263 | 70.776 | 99.0427 | 145.6785 | 103.6522
| July 2019 | 96.94 | 67.1677 | 100.0352 | 159.0254 | 117.5572
| August 2019 | 93.9025 | 74.0377 | 96.1338 | 124.3349 | 136.6699 | Producer price index for industrial products: Germany, years, product classification (GP2009 2-/3-/4-/5-/6-/ 9-digit codes/special items)
| September 2019 | 94.5948 | 87.7558 | 96.9723 | 122.6885 | 153.2296 | Index of producer prices of industrial products
| October 2019 | 93.108 | 86.6323 | 96.9395 | 117.8016 | 147.9304 | Germany
| November 2019 | 95.7423 | 87.2391 | 98.6681 | 110.2458 | 131.6638 | Producer price index for industrial products (2015=100) | [8 empty] | 2022
| December 2019 | 95.5588 | 82.4172 | 102.3237 | 120.9807 | 120.0145 | GP2009 (5-digit codes): Industrial products |  | 2015 | 2016 | 2017 | 2018 | 2019 | 2020 | 2021 | Q2
| January 2020 | 95.6506 | 79.1386 | 101.5516 | 126.6191 | 117.215 | GP09-24102 | Ingots and other raw carbon steel products | 100 | 92.4 | 101.3 | 112.7 | 112.8 | 107.6 | 133.5 | 164.8
| February 2020 | 91.0657 | 82.4041 | 95.7682 | 116.5228 | 110.3478 | GP09-24103 | Hot rolled flat steel products | 100 | 93.8 | 111 | 118.5 | 113.5 | 101.5 | 145.8 | 184.2667
| March 2020 | 86.9006 | 76.4512 | 87.2636 | 117.8974 | 102.8037 | GP09-24104 | Flat steel products >=600mm | 100 | 95.2 | 112.2 | 116.3 | 113.9 | 107.8 | 154.4 | 203.1333
| April 2020 | 78.7573 | 72.6333 | 85.1645 | 111.3696 | 102.4373 | ______________
| May 2020 | 79.1046 | 72.6277 | 88.2259 | 121.4542 | 105.6973
| June 2020 | 84.6178 | 71.4279 | 96.8936 | 137.421 | 110.4486 | © Federal Statistical Office, Wiesbaden 2022 ¦ created: 2022-05-30 / 17:44:25
| July 2020 | 88.6764 | 70.0585 | 107.2972 | 143.6458 | 116.3074
| August 2020 | 93.7874 | 80.8633 | 109.5857 | 159.6695 | 126.4911
| September 2020 | 94.0695 | 82.2564 | 112.8946 | 163.5634 | 128.9359
| October 2020 | 97.4315 | 81.6321 | 113.0445 | 158.5768 | 132.25
| November 2020 | 104.4005 | 79.2024 | 119.0238 | 164.2605 | 137.1828
| December 2020 | 108.6833 | 78.326 | 130.8659 | 203.5443 | 145.9935
| January 2021 | 108.1061 | 93.0706 | 134.2322 | 221.726 | 155.0199
| February 2021 | 112.131 | 116.7352 | 142.6302 | 215.8578 | 161.2792
| March 2021 | 118.1671 | 128.7686 | 151.3405 | 221.7275 | 142.3805
| April 2021 | 125.1214 | 120.431 | 157.0075 | 237.0347 | 143.3747
| May 2021 | 131.3461 | 108.6241 | 171.1758 | 269.7564 | 152.7541
| June 2021 | 131.9865 | 108.4633 | 162.1712 | 286.9887 | 156.0299
| July 2021 | 134.7367 | 126.8881 | 159.1295 | 285.0277 | 163.3109
| August 2021 | 140.4206 | 126.8668 | 157.7706 | 215.5462 | 166.1121
| September 2021 | 152.9125 | 127.2534 | 157.0059 | 151.2219 | 168.1563
| October 2021 | 158.2986 | 134.5782 | 165.5006 | 152.2289 | 168.0306
| November 2021 | 142.2258 | 148.4176 | 163.8113 | 119.8561 | 172.9809
| December 2021 | 145.413 | 170.3675 | 160.8196 | 146.8833 | 173.6987
| January 2022 | 157.8604 | 176.7001 | 161.8006 | 157.8408 | 210.561
| February 2022 | 171.0891 |  | 164.3085 | 199.0056
| March 2022 | 184.3998 |  | 169.0571 | 218.7072
| April 2022 | 171.1414 |  | 168.1273 | 213.5676
| May 2022 | 149.6632 |  | 155.2151 | 186.6581

## Fig 1.16
Figure 1.16 Solar PV module prices in Europe by module type, 2020-2022
|  |  | Monthly change |  |  | 2021 USD/W |  |  | 2021 USD/W
| High efficiency | January, 2020 | 0% | High efficiency | January, 2020 | 0.37001 | High efficiency | 2020 | 0.377
|  | February, 2020 | 1.31% |  | February, 2020 | 0.37486 |  | 2021 | 0.402
|  | March, 2020 | 5.896% |  | March, 2020 | 0.39183 |  | 2022 e | 0.447
|  | April, 2020 | 3.968% |  | April, 2020 | 0.38469 | Mainstream | 2020 | 0.278
|  | May, 2020 | 1.281% |  | May, 2020 | 0.37475 |  | 2021 | 0.296
|  | June, 2020 | 1.389% |  | June, 2020 | 0.37515 |  | 2022 e | 0.332
|  | July, 2020 | 0.04323% |  | July, 2020 | 0.37017 | Low cost | 2020 | 0.193
|  | August, 2020 | -0.1037% |  | August, 2020 | 0.36963 |  | 2021 | 0.204
|  | September, 2020 | -0.4052% |  | September, 2020 | 0.36851 |  | 2022 e | 0.197
|  | October, 2020 | -0.5507% |  | October, 2020 | 0.36797
|  | November, 2020 | 3.312% |  | November, 2020 | 0.38226
|  | December, 2020 | 6.208% |  | December, 2020 | 0.39298 | 2020-2022e | USD/W | Percentage change
|  | January, 2021 | 5.259% |  | January, 2021 | 0.38947 | High efficiency | 0.07 | 18.57%
|  | February, 2021 | 7.897% |  | February, 2021 | 0.39923 | Mainstream | 0.054 | 19.42%
|  | March, 2021 | 2.908% |  | March, 2021 | 0.38077 | Low cost | 0.004 | 2.073%
|  | April, 2021 | 6.83% |  | April, 2021 | 0.39528
|  | May, 2021 | 8.322% |  | May, 2021 | 0.4008
|  | June, 2021 | 10.69% |  | June, 2021 | 0.40956
|  | July, 2021 | 8.629% |  | July, 2021 | 0.40194
|  | August, 2021 | 11.35% |  | August, 2021 | 0.412
|  | September, 2021 | 8.152% |  | September, 2021 | 0.40017
|  | October, 2021 | 9.703% |  | October, 2021 | 0.40591
|  | November, 2021 | 11.05% |  | November, 2021 | 0.41091
|  | December, 2021 | 13.03% |  | December, 2021 | 0.41824
|  | January, 2022 | 8.617% |  | January, 2022 | 0.40189
|  | February, 2022 | 8.88% |  | February, 2022 | 0.40287
|  | March, 2022 | 8.555% |  | March, 2022 | 0.40166
|  | April, 2022 | 15.4% |  | April, 2022 | 0.427
|  | May, 2022 | 20.81% |  | May, 2022 | 0.447
| Mainstream | January, 2020 | 0% | Mainstream | January, 2020 | 0.28907
|  | February, 2020 | 2.17% |  | February, 2020 | 0.29534
|  | March, 2020 | 3.654% |  | March, 2020 | 0.29963
|  | April, 2020 | 1.766% |  | April, 2020 | 0.29417
|  | May, 2020 | -1.788% |  | May, 2020 | 0.2839
|  | June, 2020 | -2.666% |  | June, 2020 | 0.28136
|  | July, 2020 | -9.122% |  | July, 2020 | 0.2627
|  | August, 2020 | -10.49% |  | August, 2020 | 0.25874
|  | September, 2020 | -10.76% |  | September, 2020 | 0.25796
|  | October, 2020 | -10.89% |  | October, 2020 | 0.25758
|  | November, 2020 | -6.153% |  | November, 2020 | 0.27128
|  | December, 2020 | -3.522% |  | December, 2020 | 0.27889
|  | January, 2021 | -3.162% |  | January, 2021 | 0.27993
|  | February, 2021 | 0.4426% |  | February, 2021 | 0.29035
|  | March, 2021 | -5.324% |  | March, 2021 | 0.27368
|  | April, 2021 | -0.5509% |  | April, 2021 | 0.28748
|  | May, 2021 | 5.039% |  | May, 2021 | 0.30364
|  | June, 2021 | 4.177% |  | June, 2021 | 0.30114
|  | July, 2021 | -1.85% |  | July, 2021 | 0.28372
|  | August, 2021 | 1.805% |  | August, 2021 | 0.29429
|  | September, 2021 | 1.79% |  | September, 2021 | 0.29425
|  | October, 2021 | 4.312% |  | October, 2021 | 0.30153
|  | November, 2021 | 10.56% |  | November, 2021 | 0.31959
|  | December, 2021 | 9.491% |  | December, 2021 | 0.31651
|  | January, 2022 | 5.212% |  | January, 2022 | 0.30414
|  | February, 2022 | 9.233% |  | February, 2022 | 0.31576
|  | March, 2022 | 9.698% |  | March, 2022 | 0.3171
|  | April, 2022 | 8.97% |  | April, 2022 | 0.315
|  | May, 2022 | 14.85% |  | May, 2022 | 0.332
| Low cost | January, 2020 | 0% | Low cost | January, 2020 | 0.19657
|  | February, 2020 | 4.019% |  | February, 2020 | 0.20447
|  | March, 2020 | 5.53% |  | March, 2020 | 0.20744
|  | April, 2020 | -2.148% |  | April, 2020 | 0.19234
|  | May, 2020 | -1.788% |  | May, 2020 | 0.19305
|  | June, 2020 | -4.575% |  | June, 2020 | 0.18758
|  | July, 2020 | -8.879% |  | July, 2020 | 0.17911
|  | August, 2020 | -5.98% |  | August, 2020 | 0.18481
|  | September, 2020 | -0.0146% |  | September, 2020 | 0.19654
|  | October, 2020 | -6.401% |  | October, 2020 | 0.18399
|  | November, 2020 | -5.902% |  | November, 2020 | 0.18497
|  | December, 2020 | 3.185% |  | December, 2020 | 0.20283
|  | January, 2021 | -0.933% |  | January, 2021 | 0.19473
|  | February, 2021 | 4.628% |  | February, 2021 | 0.20566
|  | March, 2021 | 8.962% |  | March, 2021 | 0.21418
|  | April, 2021 | 3.593% |  | April, 2021 | 0.20363
|  | May, 2021 | 5.039% |  | May, 2021 | 0.20647
|  | June, 2021 | 10.3% |  | June, 2021 | 0.21682
|  | July, 2021 | 8.253% |  | July, 2021 | 0.21279
|  | August, 2021 | 1.805% |  | August, 2021 | 0.20012
|  | September, 2021 | -4.197% |  | September, 2021 | 0.18832
|  | October, 2021 | 0.2996% |  | October, 2021 | 0.19716
|  | November, 2021 | 4.52% |  | November, 2021 | 0.20545
|  | December, 2021 | 3.51% |  | December, 2021 | 0.20347
|  | January, 2022 | -6.061% |  | January, 2022 | 0.18465
|  | February, 2022 | -5.833% |  | February, 2022 | 0.1851
|  | March, 2022 | -3.208% |  | March, 2022 | 0.19026
|  | April, 2022 | -1.815% |  | April, 2022 | 0.193
|  | May, 2022 | 0.22% |  | May, 2022 | 0.197

## Fig 1.17
Figure 1.17 Possible utility-scale solar PV total installed cost trends in 2022
2021 USD/kW
| India | 2021 | 589.5664
|  | Supply chain | 21.2535
|  | 2022p | 610.8199
| China | 2021 | 628.1481
|  | Supply chain | 21.2535
|  | 2022p | 644.5186
| France | 2021 | 808.1914
|  | Supply chain | 35.5057
|  | 2022p | 843.6971
| Brazil | 2021 | 824.0587
|  | Supply chain | 27.906
|  | 2022p | 851.9647
| United States | 2021 | 1085.4886
|  | Supply chain | 37.0821
|  | 2022p | 1122.5707

## Fig 1.18
Figure 1.18 Representative wind turbine price evolution by cost component, 2008, 2017, 2020, 2021 and 2022
| 2021 USD/kW | 2022 - High | 2022 - Low
| Materials | 406.2348 | 352.8373
| Energy | 6 | 6
| Labour | 169.9575 | 169.9575
| Installation | 60 | 60
| Distribution | 27.7255 | 27.7255
| Depreciation | 46.6268 | 46.6268
| Legal and financial | 78.9354 | 78.9354
| R&D | 24.5577 | 24.5577
| Margin | 50 | 50
| Residual (suppliers/other) | 62.1484 | 62.1484

## Fig 2.1
Figure 2.1 Global weighted-average total installed costs, capacity factors and LCOE for onshore wind, 2010-2021
Onshore wind 2010-2021
Total installed cost (2021 USD/kW)
|  | 2010 | 2011 | 2012 | 2013 | 2014 | 2015 | 2016 | 2017 | 2018 | 2019 | 2020 | 2021
| 5th percentile | 1280.6352 | 1283.5058 | 1310.5899 | 1258.6546 | 1277.7921 | 1317.5634 | 1229.8975 | 1214.9056 | 1211.0924 | 1159.9091 | 1088.2407 | 893.2039
| Weighted average | 2042.3796 | 2003.9103 | 1904.2345 | 1962.2156 | 1894.4329 | 1724.5147 | 1729.4095 | 1728.583 | 1635.6332 | 1553.3818 | 1396.5093 | 1325.1994
| 95th percentile | 2878.69 | 2913.9157 | 3052.9054 | 3157.1652 | 3177.9389 | 3000.0359 | 2715.0864 | 2765.0144 | 2502.2454 | 2523.1948 | 2344.0437 | 2144.0024
Capacity factor (%)
|  | 2010 | 2011 | 2012 | 2013 | 2014 | 2015 | 2016 | 2017 | 2018 | 2019 | 2020 | 2021
| 5th percentile | 20.15% | 20% | 19.9% | 20.25% | 19.86% | 20.74% | 21.62% | 23.3% | 25.42% | 25% | 26.45% | 28.5%
| Weighted average | 27.23% | 27.57% | 27.61% | 28.07% | 29.21% | 29.1% | 30.75% | 32.55% | 34.64% | 35.71% | 35.54% | 39.21%
| 95th percentile | 36.31% | 37.99% | 44.17% | 47.93% | 51.14% | 49.25% | 52.33% | 52.18% | 53.7% | 51.47% | 52% | 56.27%
LCOE (2021 USD/kWh)
|  | 2010 | 2011 | 2012 | 2013 | 2014 | 2015 | 2016 | 2017 | 2018 | 2019 | 2020 | 2021
| 5th percentile | 0.067319 | 0.06764 | 0.065608 | 0.061695 | 0.056571 | 0.045696 | 0.04069 | 0.036393 | 0.031726 | 0.030294 | 0.024657 | 0.019898
| Weighted average | 0.10206 | 0.096487 | 0.08839 | 0.089206 | 0.080203 | 0.068962 | 0.063855 | 0.059959 | 0.05088 | 0.044592 | 0.039118 | 0.033123
| 95th percentile | 0.13985 | 0.14493 | 0.12073 | 0.12392 | 0.12508 | 0.12887 | 0.10871 | 0.10837 | 0.087226 | 0.092367 | 0.079226 | 0.063683

## Fig 2.2
Figure 2.2 Weighted-average rotor diameter and name plate capacity evolution, 2010-2021
Wind turbine characteristics
|  | Year | Nameplate Capacity (MW) | Rotor Diameter (m)
| Brazil | 2010 | 1.8 | 83.48
|  | 2021 | 3.9753 | 143.7781
| Canada | 2010 | 2.05 | 90.403
|  | 2021 | 4.2721 | 139.4925
| China | 2010 | 1.466 | 75
|  | 2021 | 3.0053 | 143.1826
| France | 2010 | 2.1 | 87.847
|  | 2021 | 2.714 | 118.0121
| Germany | 2010 | 2 | 84.835
|  | 2021 | 4.0835 | 136.6881
| India | 2010 | 1.3 | 77
|  | 2021 | 2.0159 | 119.0463
| Japan | 2010 | 2 | 79.9589
|  | 2021 | 3.0192 | 99
| Netherlands | 2010 | - | -
|  | 2021 | 4.2406 | 132.4191
| Sweden | 2010 | 1.84 | 89.584
|  | 2021 | 3.9658 | 143.9654
| Türkiye | 2010 | 2.4 | 90.656
|  | 2021 | 4.1726 | 134.3075
| United Kingdom | 2010 | 2.0987 | 86.876
|  | 2021 | 3.4477 | 122.1213
| United States | 2010 | 1.7952 | 84.1
|  | 2021 | 3.0659 | 128.8535
| Vietnam | 2010 | -
|  | 2021 | 4.2434 | 146.464

## Fig 2.3
Figure 2.3 Wind turbine price indices and price trends, 1997-2021
|  | United States |  |  | Chinese turbine prices | Vestas Average Selling Price
|  | <5 MW | 5-100 MW | >100 MW
| 1997-02-01 | 1938.0545 | #N/A | #N/A
| 1997-12-01 | 1509.6059 | #N/A | #N/A
| 1998-01-01 | 1478.1846 | #N/A | #N/A
| 1998-05-01 | #N/A | 1247.8419 | #N/A | 2584.5337
| 1998-05-01 | #N/A | 1247.8419 | #N/A | 2584.5337
| 1998-08-01 | #N/A | 1168.2895 | #N/A | 2584.5337
| 1998-08-01 | #N/A | 1168.2895 | #N/A | 2584.5337
| 1998-11-01 | #N/A | 1449.4748 | #N/A | 2584.5337
| 1998-11-01 | #N/A | 1449.4748 | #N/A | 2584.5337
| 2000-07-01 | #N/A | #N/A | 715.357 | 1663.7383
| 2000-12-01 | #N/A | #N/A | 994.2677 | 1663.7383
| 2001-03-01 | #N/A | 1153.7796 | #N/A | 1454.7713
| 2001-04-01 | #N/A | #N/A | 737.7626 | 1454.7713
| 2002-02-01 | #N/A | 963.4241 | #N/A | 1283.9129
| 2002-04-01 | #N/A | #N/A | 730.8813 | 1283.9129
| 2002-05-01 | #N/A | 874.2597 | #N/A | 1283.9129
| 2002-06-01 | #N/A | #N/A | 980.3589 | 1283.9129
| 2002-08-01 | #N/A | 875.2627 | #N/A | 1283.9129
| 2002-12-01 | #N/A | #N/A | 992.1404 | 1283.9129
| 2003-05-01 | #N/A | 1192.8607 | #N/A | 1313.088
| 2003-06-01 | #N/A | #N/A | 1151.5459 | 1313.088
| 2003-07-01 | #N/A | 1228.0317 | #N/A | 1313.088
| 2004-12-01 | #N/A | #N/A | 1180.4716 | 1324.2797
| 2004-08-01 | #N/A | 1235.6129 | #N/A | 1324.2797
| 2005-03-01 | #N/A | 1350.4711 | #N/A | 1227.202 | 1431.9822
| 2005-05-01 | #N/A | 1567.9609 | #N/A | 1227.202 | 1431.9822
| 2005-11-01 | #N/A | #N/A | 1541.7408 | 1227.202 | 1431.9822
| 2006-01-01 | #N/A | #N/A | 1577.5401 | 1142.5775 | 1436.9981
| 2006-05-01 | #N/A | #N/A | 1560.8635 | 1142.5775 | 1436.9981
| 2006-06-01 | #N/A | #N/A | 1424.6366 | 1142.5775 | 1436.9981
| 2006-07-01 | #N/A | #N/A | 1471.2604 | 1142.5775 | 1436.9981
| 2006-07-01 | #N/A | #N/A | 1471.2604 | 1142.5775 | 1436.9981
| 2006-09-01 | #N/A | #N/A | 1362.0301 | 1142.5775 | 1436.9981
| 2006-09-01 | #N/A | #N/A | 1362.0301 | 1142.5775 | 1436.9981
| 2007-03-01 | #N/A | #N/A | 1542.804 | 1173.2409 | 1698.223
| 2007-03-01 | #N/A | #N/A | 1542.804 | 1173.2409 | 1698.223
| 2007-03-01 | #N/A | #N/A | 1542.804 | 1173.2409 | 1698.223
| 2007-04-01 | #N/A | 1409.0954 | #N/A | 1173.2409 | 1698.223
| 2007-05-01 | #N/A | #N/A | 1225.5332 | 1173.2409 | 1698.223
| 2007-06-01 | #N/A | #N/A | 1681.6089 | 1173.2409 | 1698.223
| 2007-06-01 | #N/A | #N/A | 1681.6089 | 1173.2409 | 1698.223
| 2007-06-01 | #N/A | #N/A | 1681.6089 | 1173.2409 | 1698.223
| 2007-06-01 | #N/A | #N/A | 1681.6089 | 1173.2409 | 1698.223
| 2007-07-01 | 1852.265 | #N/A | #N/A | 1173.2409 | 1698.223
| 2007-08-01 | 2382.7358 | #N/A | #N/A | 1173.2409 | 1698.223
| 2007-09-01 | #N/A | #N/A | 1659.3887 | 1173.2409 | 1698.223
| 2007-09-01 | #N/A | #N/A | 1659.3887 | 1173.2409 | 1698.223
| 2007-10-01 | #N/A | #N/A | 1757.4127 | 1173.2409 | 1698.223
| 2007-10-01 | #N/A | #N/A | 1757.4127 | 1173.2409 | 1698.223
| 2007-11-01 | #N/A | #N/A | 1842.1096 | 1173.2409 | 1698.223
| 2007-12-01 | #N/A | #N/A | 1631.3192 | 1173.2409 | 1698.223
| 2008-01-01 | #N/A | 2062.0243 | #N/A | 1128.1003 | 1941.1688
| 2008-01-01 | #N/A | 2062.0243 | #N/A | 1128.1003 | 1941.1688
| 2008-02-01 | #N/A | #N/A | 1750.1409 | 1128.1003 | 1941.1688
| 2008-03-01 | #N/A | #N/A | 1662.4438 | 1128.1003 | 1941.1688
| 2008-04-01 | #N/A | #N/A | 2196.8501 | 1128.1003 | 1941.1688
| 2008-04-01 | #N/A | #N/A | 2196.8501 | 1128.1003 | 1941.1688
| 2008-06-01 | #N/A | #N/A | 2029.7953 | 1128.1003 | 1941.1688
| 2008-08-01 | 1896.246 | #N/A | #N/A | 1128.1003 | 1941.1688
| 2008-10-01 | #N/A | 1808.6586 | #N/A | 1128.1003 | 1941.1688
| 2008-11-01 | #N/A | 1836.8118 | #N/A | 1128.1003 | 1941.1688
| 2008-11-01 | #N/A | 1836.8118 | #N/A | 1128.1003 | 1941.1688
| 2008-12-01 | 2080.0014 | #N/A | #N/A | 1128.1003 | 1941.1688
| 2009-02-01 | 1475.4535 | #N/A | #N/A | 1074.0516 | 1785.9596
| 2009-03-01 | #N/A | 1712.6774 | #N/A | 1074.0516 | 1785.9596
| 2009-04-09 | #N/A | 1318.8445 | #N/A | 1074.0516 | 1785.9596
| 2009-05-01 | 1601.0929 | #N/A | #N/A | 1074.0516 | 1785.9596
| 2009-06-01 | #N/A | 1759.5712 | #N/A | 1074.0516 | 1785.9596
| 2009-07-01 | 1941.002 | #N/A | #N/A | 1074.0516 | 1785.9596
| 2009-07-01 | 1941.002 | #N/A | #N/A | 1074.0516 | 1785.9596
| 2009-08-01 | #N/A | #N/A | 1642.5062 | 1074.0516 | 1785.9596
| 2009-09-01 | 2013.8113 | #N/A | #N/A | 1074.0516 | 1785.9596
| 2009-10-01 | #N/A | #N/A | 1908.3602 | 1074.0516 | 1785.9596
| 2009-12-01 | #N/A | #N/A | 1961.9773 | 1074.0516 | 1785.9596
| 2010-01-01 | #N/A | 2390.9279 | #N/A | 787.346 | 1598.3454
| 2010-01-01 | #N/A | 2390.9279 | #N/A | 787.346 | 1598.3454
| 2010-03-01 | #N/A | 1833.1688 | #N/A | 787.346 | 1598.3454
| 2010-06-01 | #N/A | 1445.8921 | #N/A | 787.346 | 1598.3454
| 2010-07-01 | 1822.2248 | #N/A | #N/A | 787.346 | 1598.3454
| 2010-07-01 | 1822.2248 | #N/A | #N/A | 787.346 | 1598.3454
| 2010-07-01 | 1822.2248 | #N/A | #N/A | 787.346 | 1598.3454
| 2010-08-01 | #N/A | #N/A | 1626.1767 | 787.346 | 1598.3454
| 2010-10-01 | #N/A | 1494.5711 | #N/A | 787.346 | 1598.3454
| 2010-10-01 | #N/A | 1494.5711 | #N/A | 787.346 | 1598.3454
| 2011-02-01 | #N/A | 1471.1934 | #N/A | 710.532 | 1637.3399
| 2011-02-01 | #N/A | 1471.1934 | #N/A | 710.532 | 1637.3399
| 2011-03-01 | #N/A | 1403.2623 | #N/A | 710.532 | 1637.3399
| 2011-05-31 | 1341.9023 | #N/A | #N/A | 710.532 | 1637.3399
| 2011-05-01 | 1988.0034 | #N/A | #N/A | 710.532 | 1637.3399
| 2011-06-01 | 1428.494 | #N/A | #N/A | 710.532 | 1637.3399
| 2011-08-01 | 1976.0515 | #N/A | #N/A | 710.532 | 1637.3399
| 2011-09-01 | 1975.1074 | #N/A | #N/A | 710.532 | 1637.3399
| 2011-09-01 | 1975.1074 | #N/A | #N/A | 710.532 | 1637.3399
| 2011-10-01 | #N/A | #N/A | 1586.3813 | 710.532 | 1637.3399
| 2011-10-01 | #N/A | #N/A | 1586.3813 | 710.532 | 1637.3399
| 2011-11-01 | #N/A | #N/A | 1590.3559 | 710.532 | 1637.3399
| 2011-12-01 | #N/A | #N/A | 1216.2114 | 710.532 | 1637.3399
| 2012-01-01 | #N/A | 1767.482 | #N/A | 681.8898 | 1528.6704
| 2012-01-01 | #N/A | 1767.482 | #N/A | 681.8898 | 1528.6704
| 2012-02-01 | #N/A | 1331.9329 | #N/A | 681.8898 | 1528.6704
| 2012-02-01 | #N/A | 1331.9329 | #N/A | 681.8898 | 1528.6704
| 2012-10-01 | #N/A | 1350.8274 | #N/A | 681.8898 | 1528.6704
| 2013-01-17 | #N/A | 1353.1858 | #N/A | 709.5688 | 1486.3685
| 2013-01-01 | #N/A | 1496.2269 | #N/A | 709.5688 | 1486.3685
| 2013-05-01 | #N/A | #N/A | 1436.3387 | 709.5688 | 1486.3685
| 2013-05-01 | #N/A | #N/A | 1436.3387 | 709.5688 | 1486.3685
| 2013-07-01 | #N/A | 1312.2752 | #N/A | 709.5688 | 1486.3685
| 2013-11-01 | #N/A | #N/A | 1524.0347 | 709.5688 | 1486.3685
| 2013-12-01 | #N/A | 1053.5355 | #N/A | 709.5688 | 1486.3685
| 2013-12-01 | #N/A | 1053.5355 | #N/A | 709.5688 | 1486.3685
| 2013-12-01 | #N/A | 1053.5355 | #N/A | 709.5688 | 1486.3685
| 2013-12-01 | #N/A | 1053.5355 | #N/A | 709.5688 | 1486.3685
| 2014-01-01 | #N/A | #N/A | 1053.736 | 600.9108 | 1332.3479
| 2014-03-01 | #N/A | #N/A | 988.2095 | 600.9108 | 1332.3479
| 2014-04-01 | #N/A | #N/A | 1133.0396 | 600.9108 | 1332.3479
| 2014-05-01 | #N/A | 1392.59 | #N/A | 600.9108 | 1332.3479
| 2014-06-01 | #N/A | #N/A | 1081.0077 | 600.9108 | 1332.3479
| 2014-07-01 | #N/A | 1261.9225 | #N/A | 600.9108 | 1332.3479
| 2014-12-01 | #N/A | 1312.6341 | #N/A | 600.9108 | 1332.3479
| 2015-01-01 | #N/A | 1338.6925 | #N/A | 541.1151 | 1137.8707
| 2015-09-01 | #N/A | #N/A | 1443.0445 | 541.1151 | 1137.8707
| 2016-01-16 | #N/A | #N/A | #N/A | 551.3313 | 1106.8708
| 2016-07-01 | #N/A | #N/A | 973.1495 | 551.3313 | 1106.8708
| 2016-12-16 | #N/A | #N/A | #N/A | 551.3313 | 1106.8708
| 2017-06-01 | #N/A | #N/A | #N/A | 559.0832 | 976.2456
| 2017-12-01 | #N/A | #N/A | #N/A | 559.0832 | 976.2456
| 2018-06-01 | #N/A | #N/A | #N/A | 543.6365 | 903.9191
| 2018-12-01 | #N/A | #N/A | #N/A | 528.2506 | 903.9191
| 2019-03-01 |  |  |  | 518.2679 | 955.004
| 2019-06-01 | #N/A | #N/A | #N/A | 518.2679 | 874.8823
| 2019-09-02 |  |  |  | 518.2679 | 855.3934
| 2019-12-01 |  |  |  | 518.2679 | 911.1668
| 2020-03-29 |  |  |  | 542.596 | 841.9186
| 2020-06-29 |  |  |  | 550.0288 | 912.0785
| 2020-09-27 |  |  |  | 555.2317 | 853.6119
| 2020-12-25 |  |  |  | 557.4616 | 830.2253
| 2021-03-23 |  |  |  | 450 | 946.16
| 2021-06-30 |  |  |  | 450 | 917.2644
| 2021-09-30 |  |  |  | 400 | 922.6715
| 2021-12-31 |  |  |  | 400 | 961.0115
| 2022-03-31 |  |  |  |  | 905.5487
2022-06-30
2022-09-30
2022-12-31
SOURCE: WISER AND BOLLINGER, 2017; BNEF, 2018 AND GLOBAL DATA, 2017; Vestas Wind Systems A/S, 2005-2018; Yang et al., 2017

## Fig 2.4
Figure 2.4 Total installed costs of onshore wind projects and global weighted-average, 1983-2021
Total installed costs (2021 USD/kW)
Onshore wind
| Year | 5th percentile | Weighted average | 95th percentile
| 1983 | 4341.0288 | 5430.2035 | 5771.4471
| 1984 | 4049.3627 | 5135.7334 | 5018.9486
| 1985 | 4087.0674 | 5031.4654 | 5072.6304
| 1986 | 3924.3617 | 4434.4902 | 4524.3423
| 1987 | 3717.0394 | 4288.0763 | 4405.4857
| 1988 | 3284.9555 | 3292.7877 | 3305.6729
| 1989 | 3036.5102 | 3085.8076 | 3342.4108
| 1990 | 3406.3399 | 3479.1927 | 3708.1692
| 1991 | 3058.4522 | 3422.1428 | 3676.8788
| 1992 | 3027.3085 | 3367.1512 | 4440.6081
| 1993 | 1802.722 | 3369.8171 | 3341.0572
| 1994 | 1514.8937 | 3119.2564 | 3284.4146
| 1995 | 2178.2295 | 2851.3655 | 3028.7082
| 1996 | 2241.4633 | 2712.6677 | 2951.0943
| 1997 | 1492.7486 | 2538.7902 | 2911.2147
| 1998 | 1527.9499 | 2550.0148 | 2768.7873
| 1999 | 1530.3897 | 2379.3089 | 2782.782
| 2000 | 1028.6363 | 2324.5865 | 2622.6665
| 2001 | 1174.2045 | 2174.0731 | 3395.5608
| 2002 | 1122.6208 | 2154.5168 | 2539.034
| 2003 | 650.9655 | 2037.1781 | 2407.9654
| 2004 | 1154.3169 | 2067.8651 | 2765.3675
| 2005 | 1220.7378 | 1950.4408 | 2909.667
| 2006 | 1316.7885 | 1987.682 | 2848.5466
| 2007 | 1121.2926 | 2010.3013 | 2702.2644
| 2008 | 1231.8715 | 2116.4311 | 2960.5135
| 2009 | 1335.0065 | 2149.4786 | 2922.3993
| 2010 | 1280.7856 | 2039.933 | 2878.5348
| 2011 | 1283.7292 | 2009.1531 | 2910.5698
| 2012 | 1310.8132 | 2064.5751 | 3048.6613
| 2013 | 1259.0213 | 1909.296 | 3155.4898
| 2014 | 1285.7592 | 1858.8831 | 3168.1663
| 2015 | 1317.9516 | 1721.3201 | 2998.3754
| 2016 | 1232.0511 | 1712.1374 | 2713.8016
| 2017 | 1215.2649 | 1706.2428 | 2760.9
| 2018 | 1213.0498 | 1622.1958 | 2498.9152
| 2019 | 1161.722 | 1544.749 | 2567.849
| 2020 | 1088.2407 | 1396.5093 | 2344.0437
| 2021 | 893.2039 | 1325.1994 | 2144.0024

## Fig 2.5
Figure 2.5 Onshore wind weighted-average total installed costs in 15 countries, 1984–2021
Weighted average total installed costs (2021 USD/kW)
Onshore wind
| Country | 1984 | 1985 | 1986 | 1987 | 1988 | 1989 | 1990 | 1991 | 1992 | 1993 | 1994 | 1995 | 1996 | 1997 | 1998 | 1999 | 2000 | 2001 | 2002 | 2003 | 2004 | 2005 | 2006 | 2007 | 2008 | 2009 | 2010 | 2011 | 2012 | 2013 | 2014 | 2015 | 2016 | 2017 | 2018 | 2019 | 2020 | 2021 | Country | % decrease/increase
| Denmark | 4049.3627 | 4032.3139 | 3891.0295 | 3678.7924 | 3306.8238 | 3183.2484 | 3439.772 | 3404.9396 | 3209.9948 | 3121.8044 |  | 2696.3037 | 2608.1134 | 2537.709 | 2502.8376 | 2361.2505 | 2237.4495 | 2131.4732 | 1829.8516 | 1777.1941 | 1608.8591 | 1776.9929 | 2028.8502 |  | 2616.5172 |  | 2490.8047 | 2678.9989 | 2158.6974 | 2350.2126 |  | 1992.6438 | 1992.6438 | 1835.9959 | 1994.8961 | 1992.1155 | 1992.1155 |  | Denmark | -50.8%
| United States | 5190.052 | 5127.3839 | 4557.6746 | 4443.7327 | 3283.8046 | 3010.6152 | 3406.3399 | 3281.5257 | [6 empty] | 2278.8373 | 2164.8954 | 1934.7329 | 1915.9211 | 1894.7773 | 1633.8079 | 1991.7551 | 1723.4057 | 1773.4695 | 2070.589 | 2390.782 | 2504.1587 | 2508.9564 | 2484.5739 | 2273.9962 | 2104.0587 | 1996.1793 | 1909.1759 | 1951.6793 | 1767.1164 | 1722.9844 | 1628.4606 | 1439.6183 | 1381.7126 | United States | -73.38%
| Germany | 4049.3627 | [5 empty] | 3611.7606 | 3575.1866 | 3370.4946 | 3277.8946 | 3035.852 | 2563.692 | 2455.4472 | 2432.6588 | 2535.2065 | 2411.63 | 2385.0417 | 2353.4003 | 2379.9268 | 2355.7747 | 2364.3714 | 2338.0769 | 2293.3112 | 2286.9952 | 2468.1623 | 2421.2398 | 2381.2093 | 2381.2093 | 2163.3239 | 2137.1093 | 2108.3618 | 2069.0931 | 2029.6462 | 2029.3302 | 1995.9343 | 1847.5193 | 1839.1674 | 1711.6291 | Germany | -57.73%
| Sweden | 4049.3627 | [5 empty] | 3611.7606 | 3575.1866 | 3370.4946 | 3277.8946 | 3035.852 | 2831.1189 | 2738.5191 | 2664.5945 | 2627.9795 | 2479.313 |  | 2238.0468 | 2221.8664 | 1866.0538 | 2249.2124 | 2221.8664 | 2221.8664 | 2245.0204 | 2449.7501 | 2574.1672 | 2441.4755 | 2246.1524 | 2443.2106 | 2105.8098 | 2249.5573 | 2011.5276 | 1850.1881 | 1676.7594 | 1338.2166 | 1404.4715 | 1407.1479 | 1320.2797 | Sweden | -67.4%
| Italy | [5 empty] | 3342.4108 |  | 3575.1866 | 3370.4946 | 3277.8946 | 3035.852 | 2831.1189 | 2738.5191 | 2664.5945 | 2627.9795 | 2479.313 | 2349.3219 | 2238.0468 | 2153.5013 | 2267.4431 | 2109.3974 | 2141.4019 | 2138.6783 | 2270.5 | 2442.1952 | 2892.6906 | 2678.557 | 3285.8284 | 3074.2927 | 2120.9341 | 2078.9917 | 2225.1364 | 1875.051 | 2682.9995 | 1843.2915 | 1750.9647 | 1793.5691 | 1377.25 | Italy | -58.79%
| United Kingdom | [5 empty] | 3342.4108 | 3611.7606 | 3575.1866 | 3662.4415 | 3142.3715 | 3035.852 | 2831.1189 | 2738.5191 | 2664.5945 | 2627.9795 | 2479.313 | 2030.1722 | 2103.6309 | 1900.0941 | 2267.4431 | 2816.2621 | 2276.4134 | 2256.0489 | 2238.6185 | 2518.1152 | 1611.3582 | 2330.0239 | 2473.7281 | 2419.1192 | 2430.8913 | 2374.8594 | 2339.3058 | 2193.2898 | 2215.5275 | 1935.3758 | 1988.3694 | 1802.4518 | 1939.79 | United Kingdom | -41.96%
| India | [6 empty] | 3760.0815 | 3760.0815 | 3418.256 | 3418.256 | 3418.256 | 3190.3722 | 3076.4304 | 2962.4885 | 2848.5466 | 2734.6048 | 2597.5096 | 2100.3866 | 1872.1169 | 2150.2835 | 1956.7736 | 1678.7536 | 1884.6523 | 1693.8486 | 1562.3206 | 1319.2891 | 1414.9879 | 1267.0944 | 1520.6765 | 1563.1988 | 1484.1592 | 1335.7013 | 1228.6664 | 1214.7906 | 1215.9858 | 1105.483 | 1075.8366 | 925.9441 | India | -75.37%
| Spain | [6 empty] | 3611.7606 | 3575.1866 | 3370.4946 | 3277.8946 | 3035.852 | 2831.1189 | 2738.5191 | 2664.5945 | 2627.9795 | 2479.313 | 2349.3219 | 2220.3483 | 1921.3442 | 1866.0538 | 1980.5425 | 1955.6082 | 2015.9218 | 2270.8366 | 2223.292 | 2488.5482 | 2568.2964 | 2498.5539 | 2191.9082 | 2181.9449 | 1837.889 | 1737.8269 | 1711.9888 | 1879.0594 | 2452.544 | 1626.9512 | 1276.7156 | 1171.551 | Spain | -67.56%
| Canada | [6 empty] | 3406.3399 |  | 2905.5176 |  | 1507.5988 |  | 2171.7319 |  |  | 2164.8954 | 2050.9536 | 1781.42 | 2092.15 | 1824.8193 | 1849.3461 | 1762.9743 | 2088.4024 | 2290.1157 | 2316.0915 | 2321.1524 | 2823.9854 | 2604.6492 | 2837.5356 | 2738.8236 | 2561.5962 | 2646.1071 | 2478.3172 | 2175.7605 | 1946.2207 | 2548.0474 | 1460.2065 | 1368.0505 | Canada | -59.84%
| France | [7 empty] | 3575.1866 |  | 3277.8946 |  |  | 2738.5191 | 2664.5945 | 2627.9795 | 2479.313 | 1878.6579 | 2238.0468 | 1921.3442 | 1861.0596 | 2050.9536 | 1929.4643 | 2051.4063 | 1871.1158 | 2815.7089 | 2486.219 | 2597.1113 | 2328.502 | 2112.9061 | 1991.3773 | 1881.5702 | 1876.6491 | 1856.8632 | 2115.2033 | 2042.9205 | 1850.3347 | 1605.5327 | 1778.5706 | France | -50.25%
| China | [12 empty] | 2848.5466 | 2848.5466 | 2734.6048 | 2506.721 | 2392.7792 | 2278.8373 | 2221.8664 | 1809.3287 | 1891.1989 | 1758.929 | 1689.4339 | 1590.3847 | 1636.7603 | 1666.0277 | 1553.9883 | 1511.8 | 1478.8049 | 1404.8983 | 1426.3834 | 1384.8099 | 1379.8922 | 1307.4461 | 1354.6962 | 1281.6137 | 1309.722 | 1157.4802 | China | -59.37%
| Türkiye | 1998: 1808.2108; 2000: 1839.4832; 2009: 1560.4016; 2010: 2533.9787; 2011: 2345.9965; 2012: 1856.9161; 2013: 2047.7269; 2014: 1977.4504; 2015: 2036.7989; 2016: 2053.6032; 2017: 1853.5043; 2018: 1965.5893; 2019: 1764.2255; 2020: 1395.7746; 2021: 1281.1224 | Türkiye | -29.15%
| Brazil | 1998: 1506.6562; 2001: 3477.2278; 2002: 2896.4551; 2003: 3440.5082; 2005: 3304.3141; 2006: 2598.9586; 2007: 2661.7243; 2008: 2686.4856; 2009: 2888.2392; 2010: 2734.6048; 2011: 2708.0361; 2012: 2749.9178; 2013: 2742.673; 2014: 2290.9098; 2015: 2021.3415; 2016: 2118.8881; 2017: 1818.8131; 2018: 1827.5906; 2019: 1633.5847; 2020: 1500.9164; 2021: 1149.937 | Brazil | -66.93%
| Japan | 2000: 2452.6442; 2005: 2250.4909; 2010: 2878.2633; 2011: 2446.5238; 2012: 3635.4156; 2013: 3238.92; 2014: 3060.6787; 2015: 2435.4535; 2016: 2878.6323; 2017: 2590.5521; 2018: 2737.3206; 2019: 2372.1901; 2020: 3303.8516; 2021: 3131.3942 | Japan | 27.67%
| Mexico | 2007: 1724.133; 2008: 1436.2935; 2009: 2366.6347; 2010: 2941.3538; 2011: 2685.0007; 2012: 2329.2649; 2013: 2609.3858; 2014: 2655.6742; 2015: 2274.1609; 2016: 2129.8296; 2017: 2044.2313; 2018: 1583.786; 2019: 1854.4627; 2020: 1589.0541; 2021: 1471.4298 | Mexico | -14.66%

## Fig 2.6
Figure 2.6 Onshore wind weighted average total installed costs in smaller markets by country, 2010-2021
Total installed costs (2021 USD/kW)
Onshore wind
| Country | Year | Weighted average
| Argentina | 2012 | 2461.2069
| Argentina | 2013 | 2609.4373
| Argentina | 2014 | 2319.4734
| Argentina | 2015 | 2233.0842
| Argentina | 2017 | 2302.1854
| Argentina | 2018 | 1797.58
| Argentina | 2019 | 1566.4282
| Argentina | 2020 | 1758.6656
| Argentina | 2021 | 1783.3406
| Australia | 2010 | 3647.3978
| Australia | 2011 | 3853.8544
| Australia | 2012 | 3285.8469
| Australia | 2013 | 2438.9743
| Australia | 2014 | 2660.4844
| Australia | 2015 | 2482.484
| Australia | 2016 | 2316.1737
| Australia | 2017 | 1798.7951
| Australia | 2018 | 1674.4375
| Australia | 2019 | 1629.6674
| Australia | 2020 | 1798.2787
| Australia | 2021 | 1242.9832
| Austria | 2012 | 2158.6974
| Austria | 2013 | 2683.8361
| Austria | 2014 | 2241.7243
| Austria | 2015 | 2178.6239
| Austria | 2016 | 2230.2541
| Austria | 2017 | 1789.0555
| Austria | 2018 | 1699.6027
| Chile | 2011 | 2874.5755
| Chile | 2012 | 2160.4957
| Chile | 2013 | 2171.0718
| Chile | 2014 | 2309.9748
| Chile | 2015 | 2382.8765
| Chile | 2016 | 2084.4832
| Chile | 2017 | 1879.3519
| Chile | 2018 | 1830.9268
| Chile | 2019 | 2585.7296
| Chile | 2020 | 1588.8555
| Chile | 2021 | 1573.6424
| Costa Rica | 2011 | 2319.7368
| Costa Rica | 2012 | 3526.2181
| Costa Rica | 2014 | 2704.2139
| Costa Rica | 2015 | 2781.3986
| Costa Rica | 2016 | 2742.5972
| Costa Rica | 2017 | 2213.1052
| Croatia | 2011 | 2137.6979
| Croatia | 2012 | 1778.8349
| Croatia | 2014 | 2605.6553
| Croatia | 2015 | 1855.0067
| Croatia | 2016 | 2057.8772
| Croatia | 2017 | 2057.8772
| Croatia | 2020 | 1733.0901
| Croatia | 2021 | 1606.264
| Cyprus | 2010 | 1974.254
| Cyprus | 2011 | 2089.1767
| Cyprus | 2012 | 2232.0368
| Cyprus | 2013 | 2410.2032
| Cyprus | 2016 | 2022.8953
| Dominican Republic | 2011 | 1478.7345
| Dominican Republic | 2012 | 2591.8475
| Dominican Republic | 2013 | 2272.8821
| Dominican Republic | 2014 | 2326.438
| Dominican Republic | 2016 | 2637.784
| Dominican Republic | 2017 | 2139.5764
| Dominican Republic | 2018 | 2192.7335
| Dominican Republic | 2019 | 1820.281
| Dominican Republic | 2020 | 2136.3797
| Egypt | 2010 | 1808.042
| Egypt | 2011 | 1191.0269
| Egypt | 2015 | 2026.2543
| Egypt | 2016 | 1936.1222
| Egypt | 2018 | 1479.1067
| Egypt | 2019 | 1517.8023
| Egypt | 2020 | 1467.8746
| Egypt | 2021 | 1467.8746
| Ethiopia | 2011 | 2773.1856
| Ethiopia | 2012 | 2598.9954
| Ethiopia | 2015 | 2496.2313
| Ethiopia | 2016 | 2740.6969
| Ethiopia | 2019 | 1992.1155
| Finland | 2013 | 1886.3987
| Finland | 2014 | 2125.4867
| Finland | 2015 | 2464.1492
| Finland | 2016 | 2243.4563
| Finland | 2017 | 2200.9793
| Finland | 2018 | 2050.2128
| Finland | 2019 | 1498.8786
| Finland | 2020 | 1286.4372
| Finland | 2021 | 1693.8912
| Greece | 2010 | 2644.6811
| Greece | 2011 | 1696.2757
| Greece | 2012 | 2380.1023
| Greece | 2014 | 2138.771
| Greece | 2015 | 2125.4867
| Greece | 2016 | 1808.8599
| Greece | 2017 | 2007.1628
| Greece | 2018 | 2210.7241
| Greece | 2019 | 1930.0785
| Greece | 2020 | 1939.0579
| Greece | 2021 | 1356.1354
| Indonesia | 2017 | 2726.7327
| Indonesia | 2018 | 2096.9637
| Indonesia | 2019 | 2340.1532
| Indonesia | 2020 | 2226.6758
| Ireland | 2010 | 3731.1696
| Ireland | 2011 | 2271.7114
| Ireland | 2012 | 2271.7114
| Ireland | 2013 | 2271.7114
| Ireland | 2014 | 2300.5515
| Ireland | 2015 | 2032.6906
| Ireland | 2016 | 1920.8
| Ireland | 2017 | 2119.7495
| Ireland | 2018 | 2125.6313
| Ireland | 2019 | 2469.5168
| Ireland | 2020 | 2319.7302
| Morocco | 2010 | 1409.4886
| Morocco | 2011 | 2172.7595
| Morocco | 2012 | 2097.4781
| Morocco | 2013 | 2490.9973
| Morocco | 2014 | 2110.4899
| Morocco | 2016 | 2201.2181
| Morocco | 2018 | 1775.1396
| Morocco | 2021 | 936.1111
| Netherlands | 2010 | 1900.6276
| Netherlands | 2012 | 2319.216
| Netherlands | 2013 | 1802.719
| Netherlands | 2014 | 2169.7677
| Netherlands | 2015 | 2754.4183
| Netherlands | 2016 | 1942.6724
| Netherlands | 2017 | 2749.5029
| Netherlands | 2018 | 2493.92
| Netherlands | 2019 | 2223.3982
| Netherlands | 2020 | 2135.4262
| Netherlands | 2021 | 2155.5335
| New Zealand | 2011 | 2025.247
| New Zealand | 2014 | 3060.2209
| New Zealand | 2015 | 2604.7631
| New Zealand | 2020 | 1387.3768
| New Zealand | 2021 | 1339.1133
| Norway | 2012 | 2324.7511
| Norway | 2013 | 2209.1668
| Norway | 2015 | 1802.1434
| Norway | 2016 | 1935.6425
| Norway | 2017 | 2000.5034
| Norway | 2018 | 2027.4176
| Norway | 2019 | 1863.9092
| Norway | 2020 | 1313.3181
| Norway | 2021 | 1540.7939
| Pakistan | 2012 | 2853.7902
| Pakistan | 2014 | 1668.8218
| Pakistan | 2015 | 2787.8294
| Pakistan | 2016 | 2873.3112
| Pakistan | 2017 | 2784.2644
| Pakistan | 2018 | 2228.7334
| Pakistan | 2021 | 1870.3805
| Panama | 2013 | 1984.1771
| Panama | 2014 | 1814.912
| Panama | 2015 | 2191.9082
| Panama | 2016 | 2192.5575
| Peru | 2013 | 1863.3779
| Peru | 2014 | 2976.1468
| Peru | 2015 | 2634.7179
| Peru | 2016 | 2095.5117
| Peru | 2018 | 1310.5738
| Philippines | 2013 | 3320.703
| Philippines | 2014 | 2984.9751
| Philippines | 2015 | 2960.4852
| Philippines | 2016 | 2943.7115
| Philippines | 2017 | 3124.3944
| Philippines | 2019 | 1957.9774
| Poland | 2010 | 2755.3813
| Poland | 2011 | 2369.7636
| Poland | 2012 | 2363.4969
| Poland | 2013 | 2429.3546
| Poland | 2014 | 2188.5947
| Poland | 2015 | 2034.1099
| Poland | 2016 | 2023.2006
| Poland | 2017 | 1507.3514
| Poland | 2020 | 1531.7359
| Poland | 2021 | 1690.5002
| Portugal | 2010 | 2158.6974
| Portugal | 2011 | 2534.1756
| Portugal | 2012 | 2601.5072
| Portugal | 2013 | 2111.9992
| Portugal | 2014 | 2059.0652
| Portugal | 2015 | 2092.276
| Portugal | 2016 | 1877.9388
| Portugal | 2017 | 1944.5721
| Portugal | 2018 | 1841.868
| Republic of Korea | 2010 | 2542.3703
| Republic of Korea | 2011 | 2358.1847
| Republic of Korea | 2012 | 2537.053
| Republic of Korea | 2015 | 2523.2746
| Republic of Korea | 2016 | 2449.7614
| Republic of Korea | 2017 | 2398.4232
| Republic of Korea | 2018 | 2366.2193
| Republic of Korea | 2019 | 2314.828
| Republic of Korea | 2021 | 2406.7333
| Russian Federation | 2015 | 2478.2047
| Russian Federation | 2018 | 2100.5678
| Russian Federation | 2019 | 1614.2957
| Russian Federation | 2020 | 1662.5681
| Russian Federation | 2021 | 1468.2048
| South Africa | 2012 | 2345.2334
| South Africa | 2013 | 2585.9569
| South Africa | 2014 | 2473.129
| South Africa | 2015 | 2269.5232
| South Africa | 2016 | 1949.4798
| South Africa | 2017 | 2096.2119
| South Africa | 2019 | 1967.0324
| South Africa | 2020 | 1792.6565
| South Africa | 2021 | 1883.8722
| Ukraine | 2011 | 1255.1746
| Ukraine | 2012 | 2612.3565
| Ukraine | 2013 | 2692.2832
| Ukraine | 2014 | 2158.6974
| Ukraine | 2017 | 2088.0091
| Ukraine | 2019 | 2187.3874
| Ukraine | 2020 | 1528.2269
| Ukraine | 2021 | 1234.9104
| Uruguay | 2011 | 3604.4712
| Uruguay | 2012 | 3462.2937
| Uruguay | 2013 | 2457.1117
| Uruguay | 2014 | 2519.8508
| Uruguay | 2015 | 2186.1941
| Uruguay | 2017 | 2434.3199
| Viet Nam | 2011 | 2213.6343
| Viet Nam | 2012 | 2908.6155
| Viet Nam | 2013 | 2734.0218
| Viet Nam | 2015 | 2194.1222
| Viet Nam | 2016 | 2216.3954
| Viet Nam | 2017 | 2323.5758
| Viet Nam | 2019 | 2396.2637
| Viet Nam | 2020 | 2412.0094
| Viet Nam | 2021 | 1538.6072

## Fig 2.7
Figure 2.7 Onshore wind weighted average turbine rotor diameter and hub height by country, 2010-2021
|  | Year | Hub Height (m) | Rotor Diameter (m)
| Brazil | 2010 | 79.0878 | 83.48
|  | 2021 | 111.5786 | 143.7781
| Canada | 2010 | 78.2527 | 90.403
|  | 2021 | 103.6808 | 139.4925
| China | 2010 | 79.0878 | 75
|  | 2021 | 99.5088 | 143.1826
| France | 2010 | 83.635 | 87.847
|  | 2021 | 108.4857 | 118.0121
| Germany | 2010 | 105.9153 | 84.835
|  | 2021 | 148.2155 | 136.6881
| India | 2010 | 70 | 77
|  | 2021 | 90 | 119.0463
| Japan | 2010 | 74 | 79.9589
|  | 2021 | 133.5 | 99
| Netherlands | 2010 |  | -
|  | 2021 | 132.2603 | 132.4191
| Sweden | 2010 | 95.2333 | 89.584
|  | 2021 | 130.4619 | 143.9654
| Türkiye | 2010 | 78.9314 | 90.656
|  | 2021 | 105 | 134.3075
| United Kingdom | 2010 | 67.9818 | 86.876
|  | 2021 | 70.9528 | 122.1213
| United States | 2010 | 79.6662 | 84.1
|  | 2021 | 96.0227 | 128.8535
| Vietnam | 2010
|  | 2021 | 84.6 | 146.464

## Fig 2.8
Figure 2.8 Historical onshore wind weighted average capacity factors in 15 countries, 1984–2021
Capacity factor (%)
Onshore wind
| Country | 1984 | 1985 | 1986 | 1987 | 1988 | 1989 | 1990 | 1991 | 1992 | 1993 | 1994 | 1995 | 1996 | 1997 | 1998 | 1999 | 2000 | 2001 | 2002 | 2003 | 2004 | 2005 | 2006 | 2007 | 2008 | 2009 | 2010 | 2011 | 2012 | 2013 | 2014 | 2015 | 2016 | 2017 | 2018 | 2019 | 2020 | 2021 | Country | % increase
| Denmark | 20.7% | 22% | 22% | 22% | 19.2% | 20.5% | 21.7% | 22.8% | 22.1% | 21.5% |  | 23% | 23% | 21.9% | 21.2% | 20.7% | 18.2% | 18.2% | 22.2% | 27.1% | 28.3% | 25.9% | 23% |  | 29% |  | 27% | 28% | 29% | 30% |  | 34% | 35% | 36.7% | 39.4% | 39% | 39% |  | Denmark | 88.41%
| United States | 19% | 20% | 20% | 20% | 20% | 20% | 20% | 20% | [6 empty] | 26.3% | 26.3% | 27.8% | 29.5% | 30.7% | 31.4% | 32.9% | 33.4% | 30.5% | 34.2% | 33.5% | 30.9% | 32.9% | 30.5% | 31.3% | 34.6% | 40% | 39.4% | 41% | 42.1% | 43.6% | 43.8% | 42.52% | 45.1% | United States | 137.4%
| Sweden | 20.7% | [5 empty] | 21.7% | 22.8% | 20% | 20% | 20% | 20% | 19% | 20% | 20% | 20% |  | 23% | 20% | 23% | 24% | 23% | 23% | 25.9% | 24% | 27.2% | 28.6% | 27.8% | 29.6% | 31.3% | 29.9% | 30.3% | 32.8% | 33.6% | 37% | 37.9% | 37.78% | 36.88% | Sweden | 78.16%
| Germany | 20.7% | [5 empty] | 21.7% | 22.8% | 20% | 20% | 25% | 18% | 19% | 19% | 21% | 19% | 19.2% | 18.3% | 23% | 25% | 25.1% | 24% | 23% | 25% | 22% | 23.1% | 24% | 24% | 24% | 24.1% | 25.3% | 26.1% | 26.9% | 27.1% | 31.3% | 31.1% | 34.05% | 27.68% | Germany | 33.72%
| United Kingdom | [5 empty] | 20.5% | 21.7% | 22.8% | 21.7% | 21.1% | 20% | 20% | 19% | 20% | 20% | 20% | 25% | 22.6% | 21.2% | 23% | 25.7% | 23.3% | 23% | 24.1% | 24% | 31.4% | 30.1% | 29.5% | 31.8% | 30.1% | 30% | 31% | 33.1% | 33.4% | 40.4% | 32.8% | 36.83% | 41.14% | United Kingdom | 100.7%
| Italy | [5 empty] | 20.5% |  | 22.8% | 20% | 20% | 20% | 20% | 19% | 20% | 20% | 20% | 20% | 23% | 20% | 23% | 25.2% | 22.4% | 22.9% | 24.1% | 23.9% | 25.3% | 25.4% | 25.3% | 25.5% | 25.3% | 25% | 26% | 28.7% | 30.4% | 33% | 33% | 32.55% | 33% | Italy | 60.98%
| India | [6 empty] | 21.7% | 19% | 19% | 19% | 19% | 19% | 19% | 20% | 19% | 19% | 18.2% | 22.5% | 20.3% | 21.3% | 23.8% | 22% | 21% | 25.2% | 22.1% | 24.1% | 24.7% | 23.2% | 23.2% | 23.4% | 22.7% | 23.3% | 23.6% | 28.2% | 34.7% | 32.2% | 33.32% | 35.23% | India | 62.34%
| Spain | [6 empty] | 27.7% | 27.7% | 27.7% | 27.7% | 27.7% | 27.7% | 27.7% | 27.7% | 28.4% | 29.1% | 26.7% | 26.4% | 24.8% | 25.1% | 23.8% | 25.1% | 24.9% | 23.7% | 23.5% | 26.8% | 26.7% | 26.7% | 26.7% | 26.7% | 26.7% | 30.2% | 31% | 33.5% | 28.2% | 38.5% | 37.91% | 42.52% | Spain | 53.51%
| Canada | [6 empty] | 21.7% |  | 20% |  | 27.1% |  | 19% |  |  | 19% | 22% | 27.3% | 32.1% | 28% | 29% | 33.9% | 32.9% | 31.6% | 31.1% | 31.2% | 32.4% | 33.2% | 30.4% | 31.1% | 32.5% | 35.3% | 32.7% | 34.2% | 35.7% | 39.3% | 38.06% | 45.16% | Canada | 108.1%
| France | [7 empty] | 22.8% |  | 20% |  |  | 19% | 20% | 20% | 20% | 21.1% | 23% | 20% | 26.5% | 24% | 23.4% | 24.2% | 24.1% | 24.1% | 26.4% | 26.5% | 26.4% | 26.3% | 26.5% | 26.5% | 26.8% | 27.6% | 26.2% | 30.8% | 33% | 32.23% | 35.67% | France | 56.46%
| China | [12 empty] | 19% | 19% | 20% | 19% | 20% | 23% | 20% | 24.5% | 23.9% | 23.1% | 24.1% | 25.9% | 24.7% | 25.6% | 25.4% | 25.2% | 24.1% | 23.7% | 24.9% | 23.7% | 25.1% | 26.6% | 26.9% | 31.4% | 39.37% | 36.08% | China | 89.9%
| Türkiye | 1998: 30.1%; 2000: 33.6%; 2009: 34.7%; 2010: 25.8%; 2011: 32.6%; 2012: 30.4%; 2013: 32.1%; 2014: 30.6%; 2015: 32.5%; 2016: 37%; 2017: 36.8%; 2018: 34.6%; 2019: 34.3%; 2020: 37.34%; 2021: 39.2% | Türkiye | 30.23%
| Japan | 2000: 22%; 2005: 21%; 2010: 24%; 2011: 24%; 2012: 25%; 2013: 25%; 2014: 25%; 2015: 25%; 2016: 19.7%; 2017: 25.3%; 2018: 24.7%; 2019: 25%; 2020: 34.63%; 2021: 24.31% | Japan | 10.49%
| Brazil | 2001: 35%; 2002: 35.2%; 2003: 36%; 2005: 37%; 2006: 41.8%; 2007: 40.8%; 2008: 45.9%; 2009: 37.1%; 2010: 36%; 2011: 42.9%; 2012: 44.1%; 2013: 45.6%; 2014: 45.6%; 2015: 45.5%; 2016: 47.4%; 2017: 47.5%; 2018: 46.7%; 2019: 51.2%; 2020: 49.02%; 2021: 51.84% | Brazil | 48.11%
| Mexico | 2007: 41.8%; 2008: 42.1%; 2009: 40.7%; 2010: 40.2%; 2011: 40.9%; 2012: 45.4%; 2013: 41.6%; 2014: 40.7%; 2015: 38%; 2016: 35.6%; 2017: 38.9%; 2018: 43.5%; 2019: 35%; 2020: 36.07%; 2021: 37.03% | Mexico | -11.41%

## Fig 2.9
Figure 2.9 Onshore wind weighted average capacity factors for new projects in smaller markets by country and year, 2010-2021
Capacity factor (%)
Onshore wind
| Country | Year | Weighted average
| Argentina | 2012 | 41.28%
| Argentina | 2013 | 43.02%
| Argentina | 2014 | 44.11%
| Argentina | 2015 | 44.21%
| Argentina | 2017 | 42.69%
| Argentina | 2018 | 49.28%
| Argentina | 2019 | 48.25%
| Argentina | 2020 | 47.66%
| Argentina | 2021 | 49.62%
| Australia | 2010 | 34.08%
| Australia | 2011 | 40.25%
| Australia | 2012 | 34.5%
| Australia | 2013 | 32.39%
| Australia | 2014 | 33.75%
| Australia | 2015 | 35.77%
| Australia | 2016 | 34.38%
| Australia | 2017 | 34.44%
| Australia | 2018 | 37.89%
| Australia | 2019 | 37.63%
| Australia | 2020 | 34.72%
| Australia | 2021 | 38.95%
| Austria | 2012 | 24%
| Austria | 2013 | 18%
| Austria | 2014 | 24%
| Austria | 2015 | 25%
| Austria | 2016 | 27.5%
| Austria | 2017 | 25.35%
| Austria | 2018 | 27%
| Chile | 2011 | 27.95%
| Chile | 2012 | 30.25%
| Chile | 2013 | 30.26%
| Chile | 2014 | 30.97%
| Chile | 2015 | 31.76%
| Chile | 2016 | 32.78%
| Chile | 2017 | 30.62%
| Chile | 2018 | 39.5%
| Chile | 2019 | 38.45%
| Chile | 2020 | 43.41%
| Chile | 2021 | 42.63%
| Costa Rica | 2011 | 32.05%
| Costa Rica | 2012 | 32.46%
| Costa Rica | 2014 | 48%
| Costa Rica | 2015 | 49.11%
| Costa Rica | 2016 | 47.07%
| Costa Rica | 2017 | 54.36%
| Croatia | 2011 | 21%
| Croatia | 2012 | 21.07%
| Croatia | 2014 | 21%
| Croatia | 2015 | 27.71%
| Croatia | 2016 | 38.03%
| Croatia | 2017 | 38.03%
| Croatia | 2020 | 38%
| Croatia | 2021 | 36.23%
| Cyprus | 2010 | 23.66%
| Cyprus | 2011 | 23.34%
| Cyprus | 2012 | 19.04%
| Cyprus | 2013 | 16.65%
| Cyprus | 2016 | 22.63%
| Dominican Republic | 2011 | 32.53%
| Dominican Republic | 2012 | 31.93%
| Dominican Republic | 2013 | 33.45%
| Dominican Republic | 2014 | 22.07%
| Dominican Republic | 2016 | 41.86%
| Dominican Republic | 2017 | 52.35%
| Dominican Republic | 2018 | 39%
| Dominican Republic | 2019 | 43%
| Dominican Republic | 2020 | 43%
| Egypt | 2010 | 39.78%
| Egypt | 2011 | 38%
| Egypt | 2015 | 45.66%
| Egypt | 2016 | 46.89%
| Egypt | 2018 | 43.8%
| Egypt | 2019 | 45.66%
| Egypt | 2020 | 45.66%
| Egypt | 2021 | 45.66%
| Ethiopia | 2011 | 37.99%
| Ethiopia | 2012 | 37%
| Ethiopia | 2015 | 35.74%
| Ethiopia | 2016 | 36.53%
| Ethiopia | 2019 | 36.3%
| Finland | 2013 | 36.41%
| Finland | 2014 | 29%
| Finland | 2015 | 32.85%
| Finland | 2016 | 35.98%
| Finland | 2017 | 37.81%
| Finland | 2018 | 39.41%
| Finland | 2019 | 51%
| Finland | 2020 | 38.14%
| Finland | 2021 | 37.75%
| Greece | 2010 | 25%
| Greece | 2011 | 26%
| Greece | 2012 | 27%
| Greece | 2014 | 26%
| Greece | 2015 | 26%
| Greece | 2016 | 26.71%
| Greece | 2017 | 28.83%
| Greece | 2018 | 29.15%
| Greece | 2019 | 31.53%
| Greece | 2020 | 28.88%
| Greece | 2021 | 26.17%
| Indonesia | 2017 | 29.39%
| Indonesia | 2018 | 38.05%
| Indonesia | 2019 | 26.2%
| Indonesia | 2020 | 32.25%
| Ireland | 2010 | 34.29%
| Ireland | 2011 | 33%
| Ireland | 2012 | 33%
| Ireland | 2013 | 33%
| Ireland | 2014 | 28.81%
| Ireland | 2015 | 40%
| Ireland | 2016 | 42.88%
| Ireland | 2017 | 38.31%
| Ireland | 2018 | 40.61%
| Ireland | 2019 | 38.77%
| Ireland | 2020 | 26.94%
| Morocco | 2010 | 20.69%
| Morocco | 2011 | 44.67%
| Morocco | 2012 | 42.42%
| Morocco | 2013 | 38.18%
| Morocco | 2014 | 31.29%
| Morocco | 2016 | 26%
| Morocco | 2018 | 37.82%
| Morocco | 2021 | 25.37%
| Netherlands | 2010 | 28%
| Netherlands | 2012 | 25%
| Netherlands | 2013 | 27.98%
| Netherlands | 2014 | 25.6%
| Netherlands | 2015 | 31.62%
| Netherlands | 2016 | 28.69%
| Netherlands | 2017 | 31.31%
| Netherlands | 2018 | 49.93%
| Netherlands | 2019 | 39.17%
| Netherlands | 2020 | 48.47%
| Netherlands | 2021 | 41.22%
| New Zealand | 2011 | 33.83%
| New Zealand | 2014 | 44.86%
| New Zealand | 2015 | 43.65%
| New Zealand | 2020 | 40.3%
| New Zealand | 2021 | 38.97%
| Norway | 2012 | 27%
| Norway | 2013 | 32%
| Norway | 2015 | 38.57%
| Norway | 2016 | 34.62%
| Norway | 2017 | 40.33%
| Norway | 2018 | 38.1%
| Norway | 2019 | 35.73%
| Norway | 2020 | 38.83%
| Norway | 2021 | 43.18%
| Pakistan | 2012 | 31.43%
| Pakistan | 2014 | 32.21%
| Pakistan | 2015 | 30.98%
| Pakistan | 2016 | 35.9%
| Pakistan | 2017 | 32.02%
| Pakistan | 2018 | 35.92%
| Pakistan | 2021 | 38%
| Panama | 2013 | 31.13%
| Panama | 2014 | 31%
| Panama | 2015 | 32%
| Panama | 2016 | 23.79%
| Peru | 2013 | 45.87%
| Peru | 2014 | 45.74%
| Peru | 2015 | 52.73%
| Peru | 2016 | 52%
| Peru | 2018 | 51.77%
| Philippines | 2013 | 28.56%
| Philippines | 2014 | 29.7%
| Philippines | 2015 | 28.5%
| Philippines | 2016 | 27%
| Philippines | 2017 | 35%
| Philippines | 2019 | 33%
| Poland | 2010 | 22.15%
| Poland | 2011 | 22.32%
| Poland | 2012 | 23%
| Poland | 2013 | 20.3%
| Poland | 2014 | 24.08%
| Poland | 2015 | 26.78%
| Poland | 2016 | 28.44%
| Poland | 2017 | 28.45%
| Poland | 2020 | 38.24%
| Poland | 2021 | 35.93%
| Portugal | 2010 | 27%
| Portugal | 2011 | 23%
| Portugal | 2012 | 27%
| Portugal | 2013 | 23%
| Portugal | 2014 | 28%
| Portugal | 2015 | 28%
| Portugal | 2016 | 23.78%
| Portugal | 2017 | 38.81%
| Portugal | 2018 | 38.81%
| Republic of Korea | 2010 | 26.1%
| Republic of Korea | 2011 | 26.5%
| Republic of Korea | 2012 | 24.62%
| Republic of Korea | 2015 | 24.34%
| Republic of Korea | 2016 | 33.63%
| Republic of Korea | 2017 | 33.63%
| Republic of Korea | 2018 | 40%
| Republic of Korea | 2019 | 36.78%
| Republic of Korea | 2021 | 37%
| Russian Federation | 2015 | 33.28%
| Russian Federation | 2018 | 45%
| Russian Federation | 2019 | 36.14%
| Russian Federation | 2020 | 36.59%
| Russian Federation | 2021 | 36.86%
| South Africa | 2012 | 29.46%
| South Africa | 2013 | 27.08%
| South Africa | 2014 | 29.92%
| South Africa | 2015 | 32.41%
| South Africa | 2016 | 33.37%
| South Africa | 2017 | 40.45%
| South Africa | 2019 | 40.93%
| South Africa | 2020 | 40.79%
| South Africa | 2021 | 44.84%
| Ukraine | 2011
| Ukraine | 2012
| Ukraine | 2013 | 27%
| Ukraine | 2014 | 27%
| Ukraine | 2017 | 30.88%
| Ukraine | 2019 | 40.44%
| Ukraine | 2020 | 42.09%
| Ukraine | 2021 | 39.76%
| Uruguay | 2011 | 42%
| Uruguay | 2012 | 44.52%
| Uruguay | 2013 | 44.83%
| Uruguay | 2014 | 40.62%
| Uruguay | 2015 | 42.76%
| Uruguay | 2017 | 48.31%
| Viet Nam | 2011 | 32%
| Viet Nam | 2012 | 38.32%
| Viet Nam | 2013 | 34.76%
| Viet Nam | 2015 | 32%
| Viet Nam | 2016 | 37.51%
| Viet Nam | 2017 | 40.1%
| Viet Nam | 2019 | 33.81%
| Viet Nam | 2020 | 42.75%
| Viet Nam | 2021 | 33.97%

## Fig 2.10
Figure 2.10 Change in the weighted average capacity factor and wind speed for new projects by country between 2010 and 2020
|  | Percentage change capacity factor between 2010-2020 | Percentage change in wind speed between 2010-2021
| Brazil | 36.16% | -0.5648%
| Canada | 17.57% | -6.69%
| France | 21.83% | -15.18%
| Germany | 41.87% | -18.28%
| Japan | 44.28% | -10.8%
| Netherlands | 73.12% | 6.641%
| Sweden | 32.08% | -14.36%
| Türkiye | 44.74% | -19.97%
| United Kingdom | 22.35% | -21.03%

## Fig 2.11
Figure 2.11 Full-service (initial and renewal) O&M pricing indexes and weighted-average O&M costs in Denmark, Germany, Ireland, Japan, Norway, Sweden and the United States, 2008-2020
O&M costs (2021 USD/kW/year)
Onshore wind
| Country | Year | 2021 USD/kW/year
| Denmark | 2013 | 54.9102
| Denmark | 2014 | 44.5498
| Denmark | 2015 | 52.8381
| Denmark | 2016 | 41.4417
| Denmark | 2017 | 35.2254
| Denmark | 2018 | 37.2975
| Denmark | 2019 | 48.6939
| Germany | 2008 | 98.4239
| Germany | 2010 | 88.0635
| Germany | 2012 | 82.8833
| Germany | 2016 | 63.1985
| Germany | 2018 | 71.4869
| Germany | 2019 | 52.8381
| Ireland | 2008 | 51.8021
| Ireland | 2009 | 70.4508
| Ireland | 2010 | 94.2798
| Ireland | 2011 | 82.8833
| Ireland | 2012 | 58.0183
| Ireland | 2013 | 61.1264
| Ireland | 2014 | 91.1716
| Ireland | 2015 | 44.5498
| Ireland | 2016 | 39.3696
| Japan | 2017 | 83.9492
| Japan | 2018 | 108.8041
| Japan | 2019 | 99.2068
| Norway | 2008 | 70.0852
| Norway | 2011 | 66.1915
| Norway | 2012 | 61.0999
| Norway | 2013 | 63.5439
| Norway | 2014 | 56.6369
| Norway | 2015 | 47.1974
| Norway | 2017 | 44.2355
| Norway | 2018 | 46.3171
| Norway | 2019 | 44.2355
| Sweden | 2008 | 97.3879
| Sweden | 2009 | 115.0006
| Sweden | 2010 | 70.4508
| Sweden | 2011 | 73.5589
| Sweden | 2012 | 70.4508
| Sweden | 2013 | 61.1264
| Sweden | 2014 | 63.1985
| Sweden | 2015 | 44.5498
| Sweden | 2016 | 46.6219
| United States of America | 2008 | 75.9865
| United States of America | 2009 | 70.0427
| United States of America | 2010 | 65.5875
| United States of America | 2011 | 66.897
| United States of America | 2012 | 60.4372
| United States of America | 2013 | 61.4883
| United States of America | 2014 | 60.1219
| United States of America | 2015 | 48.9629
| United States of America | 2016 | 47.8242
| United States of America | 2017 | 47.2101
| United States of America | 2018 | 48.2261
| United States of America | 2019 | 44.9072
| Full-Service Renewal Contracts | 2011 | 47.0811
| Full-Service Renewal Contracts | 2012 | 40.313
| Full-Service Renewal Contracts | 2013 | 38.5701
| Full-Service Renewal Contracts | 2014 | 55.1217
| Full-Service Renewal Contracts | 2015 | 37.5632
| Full-Service Renewal Contracts | 2016 | 29.3045
| Full-Service Renewal Contracts | 2017 | 27.6334
| Full-Service Renewal Contracts | 2019 | 23.5052
| Full-Service Renewal Contracts | 2020 | 22.8475
| Initial Full-Service Contracts | 2008 | 48.9163
| Initial Full-Service Contracts | 2009 | 62.7832
| Initial Full-Service Contracts | 2010 | 55.1485
| Initial Full-Service Contracts | 2011 | 60.2297
| Initial Full-Service Contracts | 2012 | 41.7127
| Initial Full-Service Contracts | 2013 | 57.9532
| Initial Full-Service Contracts | 2014 | 32.8013
| Initial Full-Service Contracts | 2015 | 23.8763
| Initial Full-Service Contracts | 2016 | 29.3563
| Initial Full-Service Contracts | 2017 | 22.8099
| Initial Full-Service Contracts | 2018 | 19.4461
| Initial Full-Service Contracts | 2019 | 16.863
| Initial Full-Service Contracts | 2020 | 17.0291

## Fig 2.12
Figure 2.12 LCOE of onshore wind projects and global weighted average, 1983–2021
LCOE (2021 USD/kWh)
| Year | Weighted average
| 1983 | 0.32785
| 1984 | 0.32007
| 1985 | 0.29722
| 1986 | 0.26419
| 1987 | 0.25642
| 1988 | 0.21216
| 1989 | 0.19643
| 1990 | 0.20869
| 1991 | 0.20032
| 1992 | 0.20065
| 1993 | 0.21117
| 1994 | 0.19826
| 1995 | 0.20773
| 1996 | 0.18573
| 1997 | 0.16313
| 1998 | 0.15288
| 1999 | 0.15088
| 2000 | 0.16236
| 2001 | 0.14202
| 2002 | 0.13128
| 2003 | 0.11505
| 2004 | 0.11661
| 2005 | 0.10944
| 2006 | 0.11239
| 2007 | 0.10228
| 2008 | 0.10761
| 2009 | 0.10531
| 2010 | 0.10206
| 2011 | 0.096487
| 2012 | 0.08839
| 2013 | 0.089206
| 2014 | 0.080203
| 2015 | 0.068962
| 2016 | 0.063855
| 2017 | 0.059959
| 2018 | 0.05088
| 2019 | 0.044592
| 2020 | 0.037137
| 2021 | 0.033123

## Fig 2.13
Figure 2.13 The weighted average LCOE of commissioned onshore wind projects in 15 countries, 1984–2021
LCOE (2021 USD/kWh)
Onshore wind
| Country | 1984 | 1985 | 1986 | 1987 | 1988 | 1989 | 1990 | 1991 | 1992 | 1993 | 1994 | 1995 | 1996 | 1997 | 1998 | 1999 | 2000 | 2001 | 2002 | 2003 | 2004 | 2005 | 2006 | 2007 | 2008 | 2009 | 2010 | 2011 | 2012 | 2013 | 2014 | 2015 | 2016 | 2017 | 2018 | 2019 | 2020 | 2021 | Country | % decrease
| Denmark | 0.23717 | 0.22235 | 0.21548 | 0.2056 | 0.21551 | 0.19647 | 0.19717 | 0.18659 | 0.18329 | 0.18412 |  | 0.15327 | 0.14934 | 0.15341 | 0.15658 | 0.15373 | 0.16735 | 0.1614 | 0.11855 | 0.095194 | 0.084909 | 0.099562 | 0.12329 |  | 0.11874 |  | 0.11967 | 0.11685 | 0.091054 | 0.088961 |  | 0.063313 | 0.055428 | 0.045788 | 0.04374 | 0.045337 | 0.039979 |  | Denmark | -83.14%
| Brazil | 1998: 0.053077; 2001: 0.14041; 2002: 0.11921; 2003: 0.13523; 2005: 0.12695; 2006: 0.091865; 2007: 0.096922; 2008: 0.085403; 2009: 0.1126; 2010: 0.10943; 2011: 0.088391; 2012: 0.084497; 2013: 0.078262; 2014: 0.064309; 2015: 0.055246; 2016: 0.053584; 2017: 0.045002; 2018: 0.0443; 2019: 0.034077; 2020: 0.032227; 2021: 0.023676 | Brazil | -83.14%
| Canada | [6 empty] | 0.194 |  | 0.18495 |  | 0.092796 |  | 0.15513 |  |  | 0.15476 | 0.12835 | 0.097053 | 0.091421 | 0.092589 | 0.090751 | 0.082952 | 0.087879 | 0.09967 | 0.10012 | 0.099461 | 0.11104 | 0.098164 | 0.10882 | 0.10019 | 0.087569 | 0.080491 | 0.080697 | 0.065095 | 0.053536 | 0.056972 | 0.036498 | 0.029626 | Canada | -84.73%
| China | [12 empty] | 0.18164 | 0.18164 | 0.16673 | 0.16322 | 0.14922 | 0.12469 | 0.14047 | 0.098667 | 0.10413 | 0.10207 | 0.096913 | 0.08496 | 0.089872 | 0.090992 | 0.082919 | 0.078295 | 0.076968 | 0.072257 | 0.068089 | 0.063241 | 0.058467 | 0.046078 | 0.048295 | 0.037572 | 0.034589 | 0.028007 | China | -84.58%
| France | [7 empty] | 0.20359 |  | 0.21636 |  |  | 0.19868 | 0.18496 | 0.18309 | 0.17547 | 0.13988 | 0.14184 | 0.1469 | 0.11381 | 0.12795 | 0.12642 | 0.12728 | 0.11985 | 0.16004 | 0.13216 | 0.13457 | 0.11886 | 0.10598 | 0.096194 | 0.088105 | 0.082431 | 0.075595 | 0.082787 | 0.064476 | 0.052886 | 0.046687 | 0.043462 | France | -78.65%
| Germany | 0.25298 | [5 empty] | 0.22034 | 0.20862 | 0.22682 | 0.22208 | 0.16775 | 0.20612 | 0.18944 | 0.18821 | 0.17529 | 0.18683 | 0.18414 | 0.19224 | 0.15313 | 0.13989 | 0.14 | 0.14492 | 0.14911 | 0.13707 | 0.16448 | 0.15193 | 0.14218 | 0.13595 | 0.12135 | 0.11335 | 0.10104 | 0.090765 | 0.081804 | 0.079379 | 0.066808 | 0.054784 | 0.046763 | 0.051362 | Germany | -79.7%
| India | [6 empty] | 0.23741 | 0.27127 | 0.24865 | 0.24865 | 0.24865 | 0.23356 | 0.22602 | 0.20755 | 0.21094 | 0.20339 | 0.19819 | 0.15254 | 0.13803 | 0.14956 | 0.12423 | 0.11564 | 0.13297 | 0.10408 | 0.11058 | 0.085253 | 0.089879 | 0.082928 | 0.095944 | 0.095001 | 0.091142 | 0.077122 | 0.066955 | 0.053851 | 0.042267 | 0.042114 | 0.03819 | 0.029906 | India | -87.4%
| Italy | [5 empty] | 0.20437 |  | 0.19419 | 0.21041 | 0.20567 | 0.19327 | 0.18279 | 0.18742 | 0.17426 | 0.17239 | 0.16478 | 0.15812 | 0.13254 | 0.14809 | 0.13385 | 0.11591 | 0.13126 | 0.12894 | 0.12795 | 0.13672 | 0.14629 | 0.13569 | 0.15577 | 0.14094 | 0.10245 | 0.097567 | 0.094149 | 0.072154 | 0.087398 | 0.057037 | 0.052479 | 0.052159 | 0.040854 | Italy | -80.01%
| Japan | 2000: 0.16865; 2005: 0.16683; 2010: 0.17023; 2011: 0.14817; 2012: 0.18525; 2013: 0.1656; 2014: 0.15481; 2015: 0.1281; 2016: 0.17843; 2017: 0.1259; 2018: 0.14224; 2019: 0.12183; 2020: 0.10743; 2021: 0.14056 | Japan | -16.66%
| Mexico | 2007: 0.063693; 2008: 0.05625; 2009: 0.083627; 2010: 0.098755; 2011: 0.085091; 2012: 0.066447; 2013: 0.07742; 2014: 0.07555; 2015: 0.06946; 2016: 0.069407; 2017: 0.058093; 2018: 0.04135; 2019: 0.05675; 2020: 0.046; 2021: 0.042141 | Mexico | -33.84%
| Spain | [6 empty] | 0.15276 | 0.15141 | 0.14384 | 0.14042 | 0.13146 | 0.12389 | 0.12047 | 0.11773 | 0.11359 | 0.10563 | 0.10997 | 0.10644 | 0.10074 | 0.097385 | 0.10738 | 0.10112 | 0.10439 | 0.1211 | 0.11931 | 0.11427 | 0.1169 | 0.11007 | 0.095026 | 0.091034 | 0.076079 | 0.061773 | 0.056985 | 0.056012 | 0.076938 | 0.038419 | 0.03092 | 0.025177 | Spain | -83.52%
| Sweden | 0.25234 | [5 empty] | 0.21972 | 0.20803 | 0.22616 | 0.22141 | 0.20902 | 0.19854 | 0.20399 | 0.19001 | 0.18813 | 0.18052 |  | 0.14623 | 0.16734 | 0.12967 | 0.14062 | 0.14551 | 0.14551 | 0.1318 | 0.14917 | 0.14367 | 0.11451 | 0.10907 | 0.10546 | 0.083965 | 0.090954 | 0.073755 | 0.063135 | 0.056847 | 0.04238 | 0.040515 | 0.038623 | 0.036376 | Sweden | -85.58%
| Türkiye | 1998: 0.086583; 2000: 0.078638; 2009: 0.067746; 2010: 0.12797; 2011: 0.094776; 2012: 0.084222; 2013: 0.084957; 2014: 0.092709; 2015: 0.080663; 2016: 0.072154; 2017: 0.065168; 2018: 0.072465; 2019: 0.069264; 2020: 0.05027; 2021: 0.044634 | Türkiye | -48.45%
| United Kingdom | [5 empty] | 0.20415 | 0.20501 | 0.19399 | 0.20847 | 0.19127 | 0.19305 | 0.18256 | 0.18718 | 0.17404 | 0.17216 | 0.16455 | 0.11316 | 0.12833 | 0.13385 | 0.13365 | 0.1403 | 0.13269 | 0.13315 | 0.12635 | 0.13878 | 0.076755 | 0.10233 | 0.10503 | 0.093659 | 0.093227 | 0.088085 | 0.080427 | 0.069577 | 0.066068 | 0.04625 | 0.056466 | 0.045735 | 0.042237 | United Kingdom | -79.31%
| United States | 0.32381 | 0.30441 | 0.27524 | 0.2694 | 0.21001 | 0.19602 | 0.21628 | 0.20989 | [6 empty] | 0.12057 | 0.11613 | 0.10139 | 0.095341 | 0.090225 | 0.080115 | 0.088245 | 0.078025 | 0.08819 | 0.086834 | 0.098846 | 0.11027 | 0.10265 | 0.10848 | 0.092057 | 0.075949 | 0.062685 | 0.056871 | 0.052277 | 0.045964 | 0.042362 | 0.03821 | 0.03414 | 0.029613 | United States | -90.85%

## Fig 2.14
Figure 2.14 Onshore wind weighted average LCOE in smaller markets by country and year, 2010-2021
LCOE (2021 USD/kWh)
Onshore wind
| Country | Year | Weighted average
| Argentina | 2012 | 0.11037
| Argentina | 2013 | 0.11134
| Argentina | 2014 | 0.097157
| Argentina | 2015 | 0.092899
| Argentina | 2017 | 0.097756
| Argentina | 2018 | 0.067559
| Argentina | 2019 | 0.061395
| Argentina | 2020 | 0.068503
| Argentina | 2021 | 0.066406
| Australia | 2010 | 0.12875
| Australia | 2011 | 0.1104
| Australia | 2012 | 0.1078
| Australia | 2013 | 0.087511
| Australia | 2014 | 0.084917
| Australia | 2015 | 0.071905
| Australia | 2016 | 0.069022
| Australia | 2017 | 0.055839
| Australia | 2018 | 0.044395
| Australia | 2019 | 0.042143
| Australia | 2020 | 0.04748
| Australia | 2021 | 0.031941
| Austria | 2012 | 0.1116
| Austria | 2013 | 0.16944
| Austria | 2014 | 0.10511
| Austria | 2015 | 0.093464
| Austria | 2016 | 0.082801
| Austria | 2017 | 0.072593
| Austria | 2018 | 0.062489
| Chile | 2011 | 0.13031
| Chile | 2012 | 0.091989
| Chile | 2013 | 0.090621
| Chile | 2014 | 0.089264
| Chile | 2015 | 0.084974
| Chile | 2016 | 0.072088
| Chile | 2017 | 0.068173
| Chile | 2018 | 0.050679
| Chile | 2019 | 0.071976
| Chile | 2020 | 0.039221
| Chile | 2021 | 0.039495
| Costa Rica | 2011 | 0.094192
| Costa Rica | 2012 | 0.12898
| Costa Rica | 2014 | 0.066331
| Costa Rica | 2015 | 0.064533
| Costa Rica | 2016 | 0.073517
| Costa Rica | 2017 | 0.046133
| Croatia | 2011 | 0.15104
| Croatia | 2012 | 0.12488
| Croatia | 2014 | 0.15853
| Croatia | 2015 | 0.086443
| Croatia | 2016 | 0.084811
| Croatia | 2017 | 0.063148
| Croatia | 2020 | 0.047884
| Croatia | 2021 | 0.045625
| Cyprus | 2010 | 0.1308
| Cyprus | 2011 | 0.13285
| Cyprus | 2012 | 0.16477
| Cyprus | 2013 | 0.19263
| Cyprus | 2016 | 0.10601
| Dominican Republic | 2011 | 0.073708
| Dominican Republic | 2012 | 0.11122
| Dominican Republic | 2013 | 0.076808
| Dominican Republic | 2014 | 0.14421
| Dominican Republic | 2016 | 0.081377
| Dominican Republic | 2017 | 0.052022
| Dominican Republic | 2018 | 0.069424
| Dominican Republic | 2019 | 0.052259
| Dominican Republic | 2020 | 0.057974
| Egypt | 2010 | 0.072055
| Egypt | 2011 | 0.05427
| Egypt | 2015 | 0.063629
| Egypt | 2016 | 0.058687
| Egypt | 2018 | 0.049061
| Egypt | 2019 | 0.046888
| Egypt | 2020 | 0.044717
| Egypt | 2021 | 0.044409
| Ethiopia | 2011 | 0.10414
| Ethiopia | 2012 | 0.097733
| Ethiopia | 2015 | 0.087589
| Ethiopia | 2016 | 0.089441
| Ethiopia | 2019 | 0.061104
| Finland | 2013 | 0.063393
| Finland | 2014 | 0.082224
| Finland | 2015 | 0.07669
| Finland | 2016 | 0.063923
| Finland | 2017 | 0.055297
| Finland | 2018 | 0.04877
| Finland | 2019 | 0.027672
| Finland | 2020 | 0.032082
| Finland | 2021 | 0.036586
| Greece | 2010 | 0.1366
| Greece | 2011 | 0.091398
| Greece | 2012 | 0.10922
| Greece | 2014 | 0.097777
| Greece | 2015 | 0.093271
| Greece | 2016 | 0.077551
| Greece | 2017 | 0.07512
| Greece | 2018 | 0.077755
| Greece | 2019 | 0.064927
| Greece | 2020 | 0.066017
| Greece | 2021 | 0.053989
| Indonesia | 2017 | 0.12218
| Indonesia | 2018 | 0.064672
| Indonesia | 2019 | 0.099201
| Indonesia | 2020 | 0.076858
| Ireland | 2010 | 0.14253
| Ireland | 2011 | 0.095424
| Ireland | 2012 | 0.084486
| Ireland | 2013 | 0.082983
| Ireland | 2014 | 0.10516
| Ireland | 2015 | 0.054681
| Ireland | 2016 | 0.047009
| Ireland | 2017 | 0.053877
| Ireland | 2018 | 0.048448
| Ireland | 2019 | 0.056662
| Ireland | 2020 | 0.071475
| Morocco | 2010 | 0.11469
| Morocco | 2011 | 0.072391
| Morocco | 2012 | 0.071733
| Morocco | 2013 | 0.089206
| Morocco | 2014 | 0.090929
| Morocco | 2016 | 0.1062
| Morocco | 2018 | 0.057903
| Morocco | 2021 | 0.04698
| Netherlands | 2010 | 0.094752
| Netherlands | 2012 | 0.11324
| Netherlands | 2013 | 0.080685
| Netherlands | 2014 | 0.096226
| Netherlands | 2015 | 0.088637
| Netherlands | 2016 | 0.07524
| Netherlands | 2017 | 0.082382
| Netherlands | 2018 | 0.045225
| Netherlands | 2019 | 0.05004
| Netherlands | 2020 | 0.037267
| Netherlands | 2021 | 0.0422
| New Zealand | 2011 | 0.079441
| New Zealand | 2014 | 0.073054
| New Zealand | 2015 | 0.062747
| New Zealand | 2020 | 0.033736
| New Zealand | 2021 | 0.033026
| Norway | 2012 | 0.10875
| Norway | 2013 | 0.087361
| Norway | 2015 | 0.055502
| Norway | 2016 | 0.063012
| Norway | 2017 | 0.05446
| Norway | 2018 | 0.057598
| Norway | 2019 | 0.057295
| Norway | 2020 | 0.038056
| Norway | 2021 | 0.037217
| Pakistan | 2012 | 0.13027
| Pakistan | 2014 | 0.080506
| Pakistan | 2015 | 0.12514
| Pakistan | 2016 | 0.1094
| Pakistan | 2017 | 0.11818
| Pakistan | 2018 | 0.085907
| Pakistan | 2021 | 0.067202
| Panama | 2013 | 0.087554
| Panama | 2014 | 0.078155
| Panama | 2015 | 0.083849
| Panama | 2016 | 0.10754
| Peru | 2013 | 0.057287
| Peru | 2014 | 0.082863
| Peru | 2015 | 0.061192
| Peru | 2016 | 0.049128
| Peru | 2018 | 0.0313
| Philippines | 2013 | 0.15389
| Philippines | 2014 | 0.13011
| Philippines | 2015 | 0.12853
| Philippines | 2016 | 0.12898
| Philippines | 2017 | 0.10096
| Philippines | 2019 | 0.066443
| Poland | 2010 | 0.15997
| Poland | 2011 | 0.13801
| Poland | 2012 | 0.12627
| Poland | 2013 | 0.14695
| Poland | 2014 | 0.10581
| Poland | 2015 | 0.085547
| Poland | 2016 | 0.077601
| Poland | 2017 | 0.059332
| Poland | 2020 | 0.039494
| Poland | 2021 | 0.043575
| Portugal | 2010 | 0.10805
| Portugal | 2011 | 0.13854
| Portugal | 2012 | 0.11577
| Portugal | 2013 | 0.1118
| Portugal | 2014 | 0.086144
| Portugal | 2015 | 0.082993
| Portugal | 2016 | 0.08647
| Portugal | 2017 | 0.05205
| Portugal | 2018 | 0.048062
| Republic of Korea | 2010 | 0.12727
| Republic of Korea | 2011 | 0.1201
| Republic of Korea | 2012 | 0.12782
| Republic of Korea | 2015 | 0.12198
| Republic of Korea | 2016 | 0.080192
| Republic of Korea | 2017 | 0.076533
| Republic of Korea | 2018 | 0.061991
| Republic of Korea | 2019 | 0.0642
| Republic of Korea | 2021 | 0.06233
| Russian Federation | 2015 | 0.097537
| Russian Federation | 2018 | 0.055739
| Russian Federation | 2019 | 0.054237
| Russian Federation | 2020 | 0.053954
| Russian Federation | 2021 | 0.046865
| South Africa | 2012 | 0.11582
| South Africa | 2013 | 0.13147
| South Africa | 2014 | 0.1127
| South Africa | 2015 | 0.090951
| South Africa | 2016 | 0.082784
| South Africa | 2017 | 0.06611
| South Africa | 2019 | 0.056958
| South Africa | 2020 | 0.051078
| South Africa | 2021 | 0.047495
| Ukraine | 2011
| Ukraine | 2012
| Ukraine | 2013 | 0.14468
| Ukraine | 2014 | 0.11868
| Ukraine | 2017 | 0.098025
| Ukraine | 2019 | 0.077173
| Ukraine | 2020 | 0.052736
| Ukraine | 2021 | 0.047616
| Uruguay | 2011 | 0.11638
| Uruguay | 2012 | 0.10064
| Uruguay | 2013 | 0.070836
| Uruguay | 2014 | 0.075457
| Uruguay | 2015 | 0.060321
| Uruguay | 2017 | 0.052182
| Viet Nam | 2011 | 0.10201
| Viet Nam | 2012 | 0.10341
| Viet Nam | 2013 | 0.10459
| Viet Nam | 2015 | 0.086197
| Viet Nam | 2016 | 0.071165
| Viet Nam | 2017 | 0.067004
| Viet Nam | 2019 | 0.075719
| Viet Nam | 2020 | 0.056018
| Viet Nam | 2021 | 0.047529

## Table 2.1
Table 2.1 Total Installed cost ranges and weighted averages for onshore wind projects by country/region, 2010 and 2021
Total installed costs (2021 USD/kW)
Onshore wind
|  | 2010 |  |  | 2021
|  | 5th percentile | Weighted average | 95th percentile | 5th percentile | Weighted average | 95th percentile
(2021 USD/kW)
| Africa | 1 440 | 1 667 | 3 145 | 1 149 | 1 892 | 2 924
| Central America and the Caribbean | 2 618 | 2 776 | 2 922 | 1 583 | 1 583 | 1 583
| Eurasia | 2 534 | 2 534 | 2 534 | 888 | 1 349 | 1 738
| Europe | 1 832 | 2 517 | 3 671 | 1 127 | 1 623 | 2 182
| North America | 1 962 | 2 563 | 3 329 | 1 079 | 1 388 | 2 325
| Oceania | 3 176 | 3 647 | 4 010 | 1 136 | 1 256 | 1 371
| Other Asia | 1 920 | 2 606 | 2 860 | 1 232 | 1 545 | 2 260
| Other South America | 2 513 | 2 739 | 2 863 | 1 146 | 1 663 | 2 292
| Brazil | 2 461 | 2 734 | 3 008 | 842 | 1 150 | 1 960
| China | 1 311 | 1 554 | 1 819 | 968 | 1 157 | 1 514
| India | 927 | 1 415 | 1 673 | 755 | 926 | 1 057
Note: ‘Other Asia’ is Asia, excluding China and India. ‘Other South America’ is South America excluding Brazil.

## Table 2.2
Table 2.2 Country-specific average capacity factors for new onshore wind projects, 2010 and 2021
Capacity factor (%)
Onshore wind
| Country | 2010 | 2021 | Percentage change 2010-2021
%
| Brazil | 36 | 52 | 44
| Canada | 32 | 45 | 39
| China | 25 | 36 | 42
| Denmark* | 27 | 39* | 44
| France | 26 | 36 | 35
| Germany | 24 | 28 | 15
| India | 25 | 35 | 42
| Italy | 25 | 33 | 30
| Japan | 24 | 24 | -
| Mexico | 40 | 37 | -8
| Spain | 27 | 43 | 59
| Sweden | 29 | 37 | 29
| Türkiye | 26 | 39 | 52
| United Kingdom | 30 | 41 | 37
| United States | 33 | 45 | 37
* Countries with data only available for projects commissioned in 2020.

## Table 2.3
Table 2.3 Regional weighted average LCOE and ranges for onshore wind, 2010 and 2021
LCOE (2021 USD/kWh)
Onshore wind
|  | 2010 |  |  | 2021
|  | 5th percentile | Weighted average | 95th percentile | 5th percentile | Weighted average | 95th percentile
(2021 USD/kW)
| Africa | 0.07 | 0.097 | 0.111 | 0.041 | 0.049 | 0.079
| Central America and the Caribbean | 0.091 | 0.091 | 0.091 | - | - | -
| Eurasia | 0.128 | 0.128 | 0.128 | 0.029 | 0.045 | 0.071
| Europe | 0.086 | 0.13 | 0.195 | 0.026 | 0.042 | 0.059
| North America | 0.066 | 0.103 | 0.14 | 0.024 | 0.031 | 0.055
| Oceania | 0.114 | 0.129 | 0.14 | 0.026 | 0.032 | 0.04
| Other Asia | 0.107 | 0.148 | 0.16 | 0.038 | 0.048 | 0.074
| Other South America | 0.09 | 0.105 | 0.136 | 0.034 | 0.05 | 0.084
| Brazil | 0.109 | 0.109 | 0.109 | 0.018 | 0.024 | 0.036
| China | 0.067 | 0.083 | 0.104 | 0.02 | 0.028 | 0.038
| India | 0.055 | 0.09 | 0.113 | 0.023 | 0.03 | 0.034

## Fig 3.1
Figure 3.1 Global weighted average total installed costs, capacity factors and LCOE for PV, 2010-2021
Total installed cost (2021 USD/kW)
|  | 2010 | 2011 | 2012 | 2013 | 2014 | 2015 | 2016 | 2017 | 2018 | 2019 | 2020 | 2021
| 5th percentile | 3500.9702 | 2696.5141 | 2153.1235 | 1760.0118 | 1472.7342 | 1248.8607 | 1069.5295 | 867.0761 | 834.8784 | 744.0825 | 592.8325 | 576.6707
| Weighted average | 4807.8505 | 4104.0258 | 3124.412 | 2741.9784 | 2478.4407 | 1887.498 | 1716.647 | 1483.2637 | 1266.7983 | 1045.7252 | 915.9883 | 856.505
| 95th percentile | 7838.1558 | 7550.1265 | 6653.8165 | 5526.3428 | 5340.4602 | 4190.2452 | 3385.8275 | 3122.6388 | 2878.8031 | 2432.1938 | 2430.9676 | 1959.8257
Capacity factor (%)
|  | 2010 | 2011 | 2012 | 2013 | 2014 | 2015 | 2016 | 2017 | 2018 | 2019 | 2020 | 2021
| 5th percentile | 10.99% | 10.1% | 10.47% | 11.89% | 10.8% | 10.8% | 10.69% | 11.48% | 12.32% | 10.72% | 9.9% | 10.8%
| Weighted average | 13.81% | 15.3% | 15.11% | 16.44% | 16.55% | 16.51% | 16.71% | 17.55% | 17.9% | 17.51% | 16.08% | 17.2%
| 95th percentile | 23% | 26% | 25.62% | 23% | 24.41% | 28.99% | 25.86% | 27% | 26.97% | 23.89% | 20.82% | 21.3%
LCOE (2021 USD/kWh)
|  | 2010 | 2011 | 2012 | 2013 | 2014 | 2015 | 2016 | 2017 | 2018 | 2019 | 2020 | 2021
| 5th percentile | 0.20823 | 0.17506 | 0.14017 | 0.12165 | 0.098981 | 0.079001 | 0.073099 | 0.053062 | 0.048439 | 0.046283 | 0.038281 | 0.029304
| Weighted average | 0.41715 | 0.3113 | 0.23263 | 0.1794 | 0.16126 | 0.12108 | 0.10634 | 0.08366 | 0.071139 | 0.062119 | 0.055444 | 0.048346
| 95th percentile | 0.52141 | 0.5179 | 0.41552 | 0.37525 | 0.35717 | 0.28573 | 0.24054 | 0.20999 | 0.19441 | 0.16532 | 0.16151 | 0.11983

## Fig 3.2
Figure 3.2 Average monthly solar PV module prices by technology and manufacturing country sold in Europe, 2010 to 2021 (top) and average yearly module prices by market in 2013 and 2021 (bottom)
Top chart
Month of date
|  |  |  | 2021 USD/W | Dec 09 | Jan 10 | Feb 10 | Mar 10 | Apr 10 | May 10 | Jun 10 | Jul 10 | Aug 10 | Sep 10 | Oct 10 | Nov 10 | Dec 10 | Jan 11 | Feb 11 | Mar 11 | Apr 11 | May 11 | Jun 11 | Jul 11 | Aug 11 | Sep 11 | Oct 11 | Nov 11 | Dec 11 | Jan 12 | Feb 12 | Mar 12 | Apr 12 | May 12 | Jun 12 | Jul 12 | Aug 12 | Sep 12 | Oct 12 | Nov 12 | Dec 12 | Jan 13 | Feb 13 | Mar 13 | Apr 13 | May 13 | Jun 13 | Jul 13 | Aug 13 | Sep 13 | Oct 13 | Nov 13 | Dec 13 | Jan 14 | Feb 14 | Mar 14 | Apr 14 | May 14 | Jun 14 | Jul 14 | Aug 14 | Sep 14 | Oct 14 | Nov 14 | Dec 14 | Jan 15 | Feb 15 | Mar 15 | Apr 15 | May 15 | Jun 15 | Jul 15 | Aug 15 | Sep 15 | Oct 15 | Nov 15 | Dec 15 | Jan 16 | Feb 16 | Mar 16 | Apr 16 | May 16 | Jun 16 | Jul 16 | Aug 16 | Sep 16 | Oct 16 | Nov 16 | Dec 16 | Jan 17 | Feb 17 | Mar 17 | Apr 17 | May 17 | Jun 17 | Jul 17 | Aug 17 | Sep 17 | Oct 17 | Nov 17 | Dec 17 | Jan 18 | Feb 18 | Mar 18 | Apr 18 | May 18 | Jun 18 | Jul 18 | Aug 18 | Sep 18 | Oct 18 | Nov 18 | Dec 18 | Jan 19 | Feb 19 | Mar 19 | Apr 19 | May 19 | Jun 19 | Jul 19 | Aug 19 | Sep 19 | Oct 19 | Nov 19 | Dec 19 | Jan 20 | Feb 20 | Mar 20 | Apr 20 | May 20 | Jun 20 | Jul 20 | Aug 20 | Sep 20 | Oct 20 | Nov 20 | Dec 20 | Jan 21 | Feb 21 | Mar 21 | Apr 21 | May 21 | Jun 21 | Jul 21 | Aug 21 | Sep 21 | Oct 21 | Nov 21 | Dec 21 | Jan 22 | Feb 22 | Mar 22 | Apr 22 | May 22
|  |  |  | Crystalline Europe (Germany) | 3.729 | 3.5696 | 3.3352 | 3.2268 | 3.2108 | 3.0108 | 2.8873 | 2.9214 | 2.9571 | 2.9199 | 3.0962 | 3.0186 | 2.9123 | 2.7541 | 2.7485 | 2.7188 | 2.8032 | 2.7156 | 2.6887 | 2.5192 | 2.4045 | 2.2144 | 2.1317 | 1.9337 | 1.781 | 1.6326 | 1.6239 | 1.5948 | 1.545 | 1.4587 | 1.3794 | 1.3255 | 1.2897 | 1.3082 | 1.2756 | 1.2449 | 1.2301 | 1.2259 | 1.1936 | 1.1779 | 1.1936 | 1.1777 | 1.1811 | 1.1714 | 1.1455 | 1.1488 | 1.1576 | 1.0985 | 1.0997 | 1.0719 | 1.0913 | 1.0738 | 1.0406 | 1.0031 | 0.99294 | 0.98905 | 0.97276 | 0.91301 | 0.8679 | 0.85417 | 0.84429 | 0.76437 | 0.73406 | 0.71282 | 0.70898 | 0.73334 | 0.72523 | 0.69912 | 0.69601 | 0.73588 | 0.73557 | 0.71605 | 0.72521 | 0.7162 | 0.71921 | 0.70751 | 0.72173 | 0.70754 | 0.69061 | 0.66735 | 0.66328 | 0.63826 | 0.6292 | 0.60375 | 0.58879 | 0.5587 | 0.54876 | 0.53899 | 0.53953 | 0.54485
|  |  |  | Crystalline Japan | 3.729 | 3.3586 | 3.0657 | 3.1767 | 3.2108 | 2.9797 | 2.8573 | 2.9057 | 2.8936 | 2.936 | 3.0449 | 2.968 | 2.8635 | 2.6252 | 2.6498 | 2.6512 | 2.6813 | 2.5772 | 2.4285 | 2.3812 | 2.3007 | 2.1145 | 2.016 | 1.8682 | 1.7492 | 1.6021 | 1.6081 | 1.5635 | 1.5294 | 1.4587 | 1.3943 | 1.3547 | 1.3336 | 1.3538 | 1.3371 | 1.3064 | 1.308 | 1.3045 | 1.2548 | 1.2078 | 1.2395 | 1.223 | 1.2118 | 1.1866 | 1.2074 | 1.1953 | 1.2052 | 1.1142 | 1.1156 | 1.0719 | 1.0757 | 1.0896 | 1.0721 | 1.0502 | 1.024 | 1.0045 | 0.97276 | 0.94246 | 0.91129 | 0.88264 | 0.88722 | 0.77711 | 0.75894 | 0.74847 | 0.75625 | 0.79445 | 0.79899 | 0.78349 | 0.7937 | 0.81201 | 0.82435 | 0.78887 | 0.78667 | 0.80118 | 0.80602 | 0.78198 | 0.81036 | 0.79599 | 0.7785 | 0.7415 | 0.78842 | 0.7509 | 0.7279 | 0.70035 | 0.67122 | 0.66346 | 0.64216 | 0.63273 | 0.62163 | 0.64171
|  |  |  | Crystalline China | 2.9468 | 2.7255 | 2.5604 | 2.5079 | 2.5157 | 2.4366 | 2.3911 | 2.5444 | 2.5597 | 2.583 | 2.7199 | 2.6476 | 2.5544 | 2.3675 | 2.3206 | 2.3135 | 2.2982 | 2.1621 | 2.0642 | 1.9326 | 1.799 | 1.6317 | 1.5202 | 1.393 | 1.288 | 1.2054 | 1.214 | 1.157 | 1.108 | 1.0484 | 0.97896 | 0.93225 | 0.89398 | 0.88226 | 0.87605 | 0.86068 | 0.84086 | 0.83297 | 0.81105 | 0.82008 | 0.84166 | 0.81531 | 0.85897 | 0.8519 | 0.88231 | 0.90038 | 0.91975 | 0.89447 | 0.90844 | 0.8855 | 0.91982 | 0.90013 | 0.88289 | 0.87776 | 0.85331 | 0.84997 | 0.82076 | 0.7952 | 0.78111 | 0.75451 | 0.75843 | 0.68793 | 0.67185 | 0.64154 | 0.6499 | 0.68445 | 0.68836 | 0.68706 | 0.69601 | 0.7232 | 0.71021 | 0.66751 | 0.67604 | 0.67979 | 0.68201 | 0.68268 | 0.6964 | 0.68228 | 0.6655 | 0.64263 | 0.63825 | 0.65078 | 0.61687 | 0.59167 | 0.58879 | 0.57034 | 0.57211 | 0.55071 | 0.53953 | 0.55695
|  |  |  | Thin film a-Si | 3.0559 | 2.8311 | 2.6109 | 2.6249 | 2.5985 | 2.4676 | 2.4512 | 2.5287 | 2.5438 | 2.5028 | 2.6344 | 2.4621 | 2.3754 | 2.0132 | 2.0079 | 1.9589 | 1.8978 | 1.7988 | 1.7867 | 1.7773 | 1.7126 | 1.5318 | 1.3881 | 1.2782 | 1.1608 | 1.0376 | 0.99324 | 0.95374 | 0.95194 | 0.92687 | 0.88997 | 0.87398 | 0.86467 | 0.89747 | 0.89141 | 0.89141 | 0.88757 | 0.88012 | 0.82636 | 0.82008 | 0.84166 | 0.83041 | 0.87431 | 0.88232 | 0.89779 | 0.90038
|  |  |  | Thin film a-Si/u-Si or Global Index (from Q4 2013) | 2.6558 | 2.4266 | 2.2909 | 2.2738 | 2.2343 | 2.1417 | 1.985 | 2.0575 | 1.9873 | 2.0536 | 2.1554 | 2.1585 | 2.0825 | 2.0293 | 2.0243 | 2.0771 | 2.0719 | 1.9718 | 1.8908 | 1.7255 | 1.6953 | 1.5484 | 1.4707 | 1.393 | 1.304 | 1.1596 | 1.1351 | 1.1101 | 1.0612 | 0.98765 | 0.91963 | 0.85942 | 0.83536 | 0.85183 | 0.84531 | 0.82994 | 0.82529 | 0.81726 | 0.78045 | 0.76044 | 0.76514 | 0.75492 | 0.73626 | 0.68456 | 0.71204 | 0.69857 | 0.69781 | 0.69781 | 0.69781 | 0.67915 | 0.67915 | 0.67915 | 0.67572 | 0.67572 | 0.67572 | 0.67572 | 0.67572 | 0.67572 | 0.67344 | 0.67344 | 0.67344 | 0.6512 | 0.6512 | 0.6512 | 0.63591 | 0.63591 | 0.63591 | 0.62062 | 0.62062 | 0.62062 | 0.60533 | 0.60533 | 0.60533 | 0.5913 | 0.5913 | 0.5913 | 0.58382 | 0.58382 | 0.58382 | 0.57633 | 0.57633 | 0.57633 | 0.56885 | 0.56885 | 0.56885 | 0.52622 | 0.52622 | 0.52622 | 0.5043 | 0.5043 | 0.48457 | 0.46877 | 0.46877 | 0.46877 | 0.45402 | 0.45402 | 0.45402 | 0.4456 | 0.4456 | 0.4456 | 0.43717 | 0.43717 | 0.43717 | 0.42874 | 0.42874 | 0.42874 | 0.42242 | 0.42242 | 0.42242 | 0.41189 | 0.41189 | 0.41189 | 0.40241 | 0.40241 | 0.40241 | 0.39187 | 0.39187 | 0.39187 | 0.38344 | 0.38344 | 0.38344 | 0.34526 | 0.34526 | 0.34526 | 0.31579 | 0.31579 | 0.31579 | 0.30519 | 0.30519 | 0.30519 | 0.29495 | 0.29495 | 0.29495 | 0.25375 | 0.25375 | 0.25375 | 0.29775 | 0.29775 | 0.29775 | 0.25405 | 0.25405 | 0.25405 | 0.26075 | 0.26075 | 0.26075
|  |  |  | Thin film CdS/CdTe | [13 empty] | 1.7394 | 1.7775 | 1.7056 | 1.6366 | 1.6259 | 1.6306 | 1.553 | 1.4704 | 1.282 | 1.2228 | 1.098 | 1.0177 | 0.91549 | 0.89864 | 0.8912 | 0.87392 | 0.83571 | 0.78614 | 0.74288 | 0.73277 | 0.74536 | 0.72235 | 0.70698 | 0.73186 | 0.66009 | 0.64272 | 0.62624 | 0.61212 | 0.60393 | 0.59821 | 0.53244 | 0.55725 | 0.54334
|  |  |  | All black | [83 empty] | 0.6279 | 0.61234 | 0.59362 | 0.59546 | 0.6093 | 0.60991 | 0.60539 | 0.6144 | 0.64376 | 0.66041 | 0.66639 | 0.65739 | 0.6431 | 0.60989 | 0.61326 | 0.62235 | 0.62069 | 0.60526 | 0.58338 | 0.55038 | 0.52592 | 0.51926 | 0.46182 | 0.45704 | 0.4384 | 0.44978 | 0.43293 | 0.43046 | 0.4167 | 0.44986 | 0.42413 | 0.45206 | 0.40179 | 0.37505 | 0.40568 | 0.40748 | 0.39577 | 0.39803 | 0.38157 | 0.38622 | 0.40335 | 0.396 | 0.39746 | 0.38687 | 0.39405 | 0.39427 | 0.38079 | 0.36797 | 0.38226 | 0.40566 | 0.40164 | 0.39923 | 0.39267 | 0.40726 | 0.41295 | 0.4216 | 0.41376 | 0.42377 | 0.42371 | 0.41751 | 0.42232 | 0.42954 | 0.42362 | 0.41376 | 0.40166
|  |  |  | High efficiency | [83 empty] | 0.71242 | 0.65944 | 0.65182 | 0.63049 | 0.62087 | 0.60991 | 0.6296 | 0.62694 | 0.64376 | 0.65989 | 0.67946 | 0.65739 | 0.65597 | 0.62286 | 0.62631 | 0.62235 | 0.60748 | 0.57895 | 0.54534 | 0.52536 | 0.50087 | 0.48217 | 0.44934 | 0.4358 | 0.4384 | 0.43763 | 0.4209 | 0.41851 | 0.4167 | 0.41434 | 0.40057 | 0.40447 | 0.38997 | 0.39849 | 0.3709 | 0.3842 | 0.37249 | 0.38632 | 0.37001 | 0.37486 | 0.39183 | 0.38469 | 0.37475 | 0.37515 | 0.37017 | 0.36963 | 0.36851 | 0.36797 | 0.38226 | 0.39298 | 0.38947 | 0.39923 | 0.38077 | 0.39528 | 0.4008 | 0.40956 | 0.40194 | 0.412 | 0.40017 | 0.40591 | 0.41091 | 0.41824 | 0.40189 | 0.40287 | 0.40166 | 0.42653 | 0.4466
|  |  |  | Mainstream | [83 empty] | 0.54337 | 0.51813 | 0.51214 | 0.49038 | 0.49212 | 0.49262 | 0.50852 | 0.50391 | 0.53016 | 0.54386 | 0.54879 | 0.52734 | 0.50162 | 0.48012 | 0.48278 | 0.48993 | 0.47542 | 0.46053 | 0.4312 | 0.41278 | 0.4007 | 0.38326 | 0.36197 | 0.35822 | 0.3288 | 0.32822 | 0.3247 | 0.31089 | 0.32145 | 0.3078 | 0.3181 | 0.3093 | 0.31907 | 0.30473 | 0.28977 | 0.29106 | 0.29101 | 0.28096 | 0.28907 | 0.29534 | 0.29963 | 0.29417 | 0.2839 | 0.28136 | 0.2627 | 0.25874 | 0.25796 | 0.25758 | 0.27128 | 0.27889 | 0.27993 | 0.29035 | 0.27368 | 0.28748 | 0.30364 | 0.30114 | 0.28372 | 0.29429 | 0.29425 | 0.30153 | 0.31959 | 0.31651 | 0.30414 | 0.31576 | 0.3171 | 0.31482 | 0.33235
|  |  |  | Low cost | [83 empty] | 0.3864 | 0.32972 | 0.33755 | 0.33859 | 0.30478 | 0.31668 | 0.32691 | 0.34366 | 0.36606 | 0.3749 | 0.36586 | 0.36056 | 0.34728 | 0.33738 | 0.33925 | 0.34428 | 0.35657 | 0.32895 | 0.30437 | 0.3002 | 0.27548 | 0.28435 | 0.26211 | 0.2594 | 0.24355 | 0.23097 | 0.21646 | 0.23915 | 0.23811 | 0.23677 | 0.23563 | 0.22603 | 0.23634 | 0.22269 | 0.22022 | 0.20956 | 0.22116 | 0.22243 | 0.19657 | 0.20447 | 0.20744 | 0.19234 | 0.19305 | 0.18758 | 0.17911 | 0.18481 | 0.19654 | 0.18399 | 0.18497 | 0.20283 | 0.19473 | 0.20566 | 0.21418 | 0.20363 | 0.20647 | 0.21682 | 0.21279 | 0.20012 | 0.18832 | 0.19716 | 0.20545 | 0.20347 | 0.18465 | 0.1851 | 0.19026 | 0.19295 | 0.19734
|  |  |  | Bifacial | [117 empty] | 0.44045 | 0.45405 | 0.44233 | 0.46827 | 0.45095 | 0.44301 | 0.44945 | 0.42995 | 0.40882 | 0.3986 | 0.39405 | 0.39427 | 0.38079 | 0.38024 | 0.39459 | 0.41833 | 0.41381 | 0.41133 | 0.39267 | 0.40726 | 0.42509 | 0.44569 | 0.44922 | 0.44732 | 0.43548 | 0.4407 | 0.44515 | 0.44085 | 0.43448 | 0.42464 | 0.4228
Bottom chart
|  | 2013 | 2021 | 2013-2021
| Country Names | 2021 USD/W | 2021 USD/W | % Difference
| Australia | 0.83324 | 0.35556 | -57.33%
| Brazil | 0.77538 | 0.26312 | -66.07%
| Canada | 1.03 | 0.38803 | -62.33%
| China | 0.78695 | 0.21632 | -72.51%
| France | 0.79852 | 0.28017 | -64.91%
| Germany | 0.7638 | 0.33941 | -55.56%
| India | 0.7638 | 0.286 | -62.56%
| Italy | 0.83324 | 0.34395 | -58.72%
| Japan | 0.99526 | 0.28867 | -71%
| Republic of Korea | 0.79852 | 0.32044 | -59.87%
| Spain | 0.78951 | 0.30915 | -60.84%
| United Kingdom | 0.7638 | 0.36917 | -51.67%
| United States | 0.86796 | 0.34078 | -60.74%

## Fig B3.1
Figure B3.1 Average yearly solar PV module prices by technology sold in Europe, 2010 to 2021 and 2022 Q1. Average (left) and percentage increase (right)
| 2021 USD/W | 2017 | 2018 | 2019 | 2020 | 2021 | 2022 Q1 | 2021 USD/W | 2017-2018 | 2018-2019 | 2019-2020 | 2020-2021 | 2021-2022 Q1
| All black | 0.626 | 0.537 | 0.416 | 0.39 | 0.414 | 0.413 | All black | -14.1% | -22.6% | -6.3% | 6.2% | -0.2%
| High efficiency | 0.641 | 0.521 | 0.398 | 0.377 | 0.402 | 0.402 | High efficiency | -18.7% | -23.6% | -5.3% | 6.7% | 0%
| Mainstream | 0.511 | 0.409 | 0.306 | 0.278 | 0.296 | 0.312 | Mainstream | -19.9% | -25.3% | -9.2% | 6.5% | 5.7%
| Low cost | 0.343 | 0.294 | 0.227 | 0.193 | 0.204 | 0.187 | Low cost | -14.3% | -22.8% | -15.1% | 5.8% | -8.5%
| Bifacial |  |  | 0.451 | 0.412 | 0.43 | 0.427 | Bifacial |  |  | -8.7% | 4.3% | -0.5%

## Fig 3.3
Figure 3.3 Total installed PV system cost and weighted averages for utility-scale systems, 2010-2021
Total installed cost (2021 USD/kW)
|  | 2010 | 2011 | 2012 | 2013 | 2014 | 2015 | 2016 | 2017 | 2018 | 2019 | 2020 | 2021
| 5th percentile | 3500.9702 | 2696.5141 | 2153.1235 | 1760.0118 | 1472.7342 | 1248.8607 | 1069.5295 | 867.0761 | 834.8784 | 744.0825 | 592.8325 | 576.6707
| Weighted average | 4807.8505 | 4104.0258 | 3124.412 | 2741.9784 | 2478.4407 | 1887.498 | 1716.647 | 1483.2637 | 1266.7983 | 1045.7252 | 915.9883 | 856.505
| 95th percentile | 7838.1558 | 7550.1265 | 6653.8165 | 5526.3428 | 5340.4602 | 4190.2452 | 3385.8275 | 3122.6388 | 2878.8031 | 2432.1938 | 2430.9676 | 1959.8257

## Figure 3.4
Figure 3.4 Utility-scale solar PV total installed cost trends in selected countries, 2010-2021
| 2021 USD/kW | 2010 | 2011 | 2012 | 2013 | 2014 | 2015 | 2016 | 2017 | 2018 | 2019 | 2020 | 2021 | 2010-2021
| Australia | 7241.8313 | 7105.0424 | 5146.4336 | 3020.6397 | 3152.8513 | 2344.4127 | 2018.5988 | 2066.2793 | 1593.2967 | 1307.6971 | 1098.7271 | 1023.0176 | -85.87%
| China | 3796.1499 | 3565.7859 | 2875.0394 | 2219.2446 | 1848.8092 | 1428.4297 | 1293.0428 | 1213.0674 | 921.9691 | 832.9845 | 674.1921 | 628.1481 | -83.45%
| France | 5735.2311 | 5863.2835 | 5185.6462 | 3402.4281 | 2483.8025 | 1634.8882 | 1383.7804 | 1300.2167 | 1125.8757 | 1026.4337 | 976.3392 | 808.1914 | -85.91%
| Germany | 3884.5179 | 3089.5801 | 2454.8503 | 2104.3156 | 1677.62 | 1341.7235 | 1218.0888 | 1168.0946 | 1166.9839 | 942.2916 | 724.8281 | 693.5376 | -82.15%
| India | 5296.0691 | 3262.7239 | 2862.3883 | 2946.3652 | 1999.5886 | 1362.5861 | 1172.8539 | 1169.6149 | 830.9317 | 648.2444 | 617.3965 | 589.5664 | -88.87%
| Italy | 5430.3449 | 5089.2302 | 2695.2236 | 2134.1742 | 2067.4439 |  |  | 1019.3744 | 912.4436 | 870.371 | 808.8807 | 784.8418 | -85.55%
| Japan |  | 5694.1012 | 4108.1009 | 3509.8297 | 3217.5583 | 2328.2816 | 2554.6949 | 2317.3652 | 2202.8682 | 2170.2446 | 1898.1268 | 1693.2222
| Netherlands | 2016: 1202.4996; 2017: 1622.7772; 2018: 1224.5097; 2019: 1175.6417; 2020: 1125.9011; 2021: 1022.0918
| Republic of Korea | 9428.0611 | 6187.5861 | 2401.3865 | 2791.6718 | 2318.3773 | 2192.704 | 2163.8708 | 1657.7983 | 1390.2114 | 1312.6906 | 983.0112 | 940.4114 | -90.03%
| Spain | 4898.2251 | 3421.6408 | 2818.4396 | 2421.7412 | 2428.2826 | 1252.5765 |  |  |  | 803.4445 | 788.8342 | 815.8544 | -83.34%
| Türkiye | 2016: 1642.3394; 2017: 1317.2839; 2018: 1264.1442; 2019: 965.7069; 2020: 856.5542; 2021: 810
| Ukraine | 2011: 5160.2456; 2013: 4206.6924; 2017: 1284.5563; 2018: 1408.795; 2019: 913.1649; 2020: 886.2419; 2021: 1034.9593
| United Kingdom | 6199.3362 | 4927.4103 | 2915.4569 | 2417.4746 | 2037.2992 | 1603.0732 | 1535.5587 | 1328.2561 | 1427.9734 | 1066.8452 | 876.0924 | 848.0065 | -86.32%
| United States | 4805.4171 | 4707.7538 | 4630.6574 | 4104.2246 | 3025.2908 | 2695.7996 | 2328.6441 | 1963.5434 | 1623.6073 | 1279.7477 | 1146.7728 | 1085.4886 | -77.41%
| Viet Nam | 2016: 2358.4675; 2017: 3008.0819; 2019: 1105.6101; 2020: 983.3795; 2021: 690.383

## Fig 3.5
Figure 3.5 Detailed breakdown of utility-scale solar PV total installed costs by country, 2021
Total installed cost (2021 USD/kW)
|  | Category | Cost Component | Russian Federation | Japan | Indonesia | Croatia | United States | Canada | Ireland | Chile | Australia | Netherlands | Latvia | Republic of Korea | Saudi Arabia | Hungary | Portugal | Argentina | Mexico | United Kingdom | Brazil | Spain | Slovakia | Türkiye | France | Slovenia | Denmark | Italy | Belgium | Poland | Lithuania | Romania | Greece | Bulgaria | Germany | Austria | China | India
|  | Module and inverter hardware | Modules | 456.9 | 288.7 | 473.8 | 334.1 | 340.8 | 388 | 356 | 323.5 | 355.6 | 331.5 | 399.6 | 320.4 | 376 | 322.4 | 343.9 | 323.7 | 359.2 | 369.2 | 263.1 | 309.2 | 289.2 | 353.7 | 280.2 | 353.4 | 316.2 | 344 | 316.4 | 344.5 | 298.3 | 319.8 | 329.9 | 293.1 | 339.4 | 365.3 | 216.3 | 286
|  |  | Inverters | 125.4 | 114.3 | 73.8 | 34 | 60.6 | 58.6 | 39.2 | 42.3 | 43.9 | 47.7 | 41.4 | 74.8 | 32 | 44.6 | 30.6 | 54.9 | 56.4 | 36 | 67.4 | 52.4 | 48 | 54.6 | 48.5 | 47.4 | 36.2 | 50.8 | 43.6 | 48.8 | 41.2 | 33.8 | 26.5 | 25 | 46 | 30.3 | 26.3 | 29.9
|  | BoS hardware | Racking and mounting | 83.2 | 121.7 | 55.3 | 137 | 84.4 | 71.7 | 45 | 70.6 | 81.2 | 135.4 | 94.6 | 70.1 | 78 | 63.8 | 75.4 | 78.9 | 64 | 35.4 | 82.7 | 75.4 | 66.6 | 29.6 | 90.6 | 51 | 84.6 | 60.6 | 95.9 | 78.5 | 84.4 | 78.6 | 66.5 | 68.2 | 92.9 | 73.9 | 15.9 | 46.2
|  |  | Grid connection | 140.1 | 87.4 | 62.8 | 36.2 | 53.4 | 52 | 19.1 | 81.6 | 42.7 | 70.1 | 37.8 | 89.7 | 112 | 90.3 | 70.3 | 37.3 | 41.1 | 41.8 | 47.8 | 72.1 | 110 | 30.9 | 104 | 54.6 | 45.7 | 57.8 | 39.3 | 71.5 | 76.3 | 48.6 | 25.8 | 57.7 | 12.5 | 15 | 72.7 | 27
|  |  | Cabling/ wiring | 60.1 | 80.1 | 68.8 | 94.5 | 72.8 | 57.4 | 64.5 | 64.1 | 48.2 | 27.1 | 93.4 | 74.6 | 54 | 38.6 | 67.8 | 74.4 | 29.8 | 35.6 | 36.1 | 48.1 | 42.5 | 46.8 | 45 | 25.6 | 22.2 | 40.9 | 16.5 | 19.9 | 21.1 | 35.2 | 16.6 | 41.7 | 35.7 | 28.5 | 12.1 | 33.3
|  |  | Safety and security | 16.8 | 13.7 | 50.3 | 47.2 | 31.4 | 8 | 10.5 | 28.1 | 11 | 37.5 | 23.7 | 10.3 | 8 | 33.7 | 3.2 | 4.5 | 14.8 | 12.7 | 23.6 | 4.4 | 19 | 6.2 | 7.6 | 17.1 | 23 | 20.2 | 21.1 | 24.9 | 26.8 | 11 | 14.1 | 23.6 | 5.4 | 5.7 | 12 | 15.2
|  |  | Monitoring and control | 9.8 | 24.3 | 10 | 9.4 | 16.2 | 5.4 | 4.7 | 7.3 | 6.7 | 7.5 | 5.2 | 6.3 | 22 | 6.1 | 6.2 | 5.1 | 13.6 | 3.4 | 16 | 4.7 | 9.1 | 1.2 | 3.2 | 5 | 4.6 | 4.4 | 5.2 | 3.3 | 3.5 | 6.2 | 7.8 | 9 | 7.6 | 12.8 | 7.3 | 3
|  | Installation | Mechanical installation | 157.9 | 406.3 | 32 | 85 | 174.4 | 153.5 | 160 | 60.8 | 85.2 | 109 | 74.3 | 78.4 | 45 | 32.6 | 65.6 | 64.2 | 52.7 | 85.2 | 105 | 75 | 32.1 | 56.5 | 77.6 | 88.5 | 73.3 | 60.9 | 69.5 | 47 | 49.9 | 31.2 | 53 | 32.7 | 37.6 | 30.6 | 42.9 | 24.5
|  |  | Electrical installation | 150 | 303.3 | 28.3 | 72.4 | 61.7 | 97.6 | 125.5 | 48.6 | 90.7 | 89.2 | 74.7 | 48.9 | 55 | 34.3 | 71.9 | 63.1 | 24.3 | 60.7 | 58 | 57.6 | 39.1 | 41.8 | 56.9 | 38.9 | 58.6 | 41.9 | 58.1 | 46.2 | 49.2 | 40.6 | 60.2 | 38.7 | 65 | 63.5 | 41.9 | 19.7
|  |  | Inspection | 18 | 54.7 | 15.3 | 31.5 | 12.7 | 20.6 | 16.9 | 35.5 | 42.8 | 14.2 | 10 | 15.2 | 20 | 21.2 | 31.8 | 21.3 | 8.4 | 9.2 | 6.6 | 12.7 | 12 | 3.3 | 8.2 | 1.4 | 13.2 | 2.7 | 9.2 | 10.5 | 7 | 21.8 | 14.2 | 12.6 | 4.2 | 4.3 | 9.1 | 5.6
|  | Soft costs | Margin | 147.8 | 107.9 | 313.3 | 126 | 104.3 | 97 | 78.5 | 109.2 | 95.3 | 118.5 | 90.2 | 0 | 90 | 103.9 | 70.7 | 89.1 | 119.6 | 56.9 | 32.1 | 53 | 97.1 | 41.7 | 47 | 64.3 | 86.2 | 61.5 | 81.2 | 59.7 | 64.7 | 73.2 | 73.1 | 69.8 | 38.3 | 31.8 | 84.3 | 28.6
|  |  | Financing costs | 103 | 23.9 | 17.5 | 42.5 | 18.9 | 13.2 | 45.2 | 84.3 | 45.2 | 7 | 14.2 | 96.6 | 7 | 14.1 | 15.2 | 9.8 | 18.7 | 41.9 | 27.2 | 4.4 | 3.8 | 38.6 | 3.4 | 8.7 | 6.8 | 7.3 | 5.2 | 3 | 3.2 | 11.6 | 19.9 | 7.3 | 2.6 | 2.3 | 37.7 | 38.4
|  |  | System design | 46.4 | 13.2 | 14 | 34.6 | 24.9 | 34.4 | 9.6 | 21.9 | 12 | 9.8 | 14.2 | 16.5 | 15 | 8.6 | 10 | 24.7 | 17 | 8.8 | 23.8 | 4.8 | 7.9 | 9.6 | 8.7 | 9.9 | 11.2 | 9 | 7.6 | 8.2 | 3.8 | 12.6 | 11.1 | 7.7 | 3 | 9.9 | 13.5 | 5.9
|  |  | Permitting | 111.7 | 32.2 | 27.5 | 63 | 9.1 | 7.5 | 75.1 | 36 | 41.2 | 8 | 6 | 25.7 | 11 | 83.1 | 24.3 | 27.8 | 7.4 | 38.2 | 25.6 | 33.4 | 20.6 | 53.5 | 12.9 | 28 | 8.8 | 18.6 | 5.4 | 7.2 | 4.1 | 10.4 | 5.2 | 20.2 | 1.8 | 5.4 | 8 | 12.7
|  |  | Incentive application | 58.1 | 21.5 | 17 | 0 | 13.1 | 17 | 17.6 | 19.8 | 16.2 | 3.6 | 1.7 | 13 | 7 | 16.8 | 5.7 | 0 | 37.7 | 13 | 7.6 | 0 | 4.7 | 41.8 | 10.9 | 0 | 0 | 0 | 3.4 | 0 | 1.1 | 0 | 0 | 4.3 | 1.4 | 0 | 11.3 | 10.5
|  |  | Customer acquisition | 10.4 | 0 | 4.8 | 7.9 | 7 | 2.5 | 0 | 29.7 | 5.1 | 5.9 | 0 | 0 | 0 | 3.3 | 7.4 | 1.5 | 7.1 | 0 | 1.4 | 8.6 | 9 | 0 | 3.5 | 3.8 | 0 | 4.2 | 4 | 1.1 | 2.7 | 0 | 2.9 | 2.7 | 0 | 0 | 16.8 | 3.1

## Fig 3.6
Figure 3.6 Global average inverter load ratio trend, 2010-2021
| Mounting | 2010 | 2011 | 2012 | 2013 | 2014 | 2015 | 2016 | 2017 | 2018 | 2019 | 2020 | 2021
| 1-axis | 1.19 | 1.22 | 1.23 | 1.24 | 1.27 | 1.26 | 1.27 | 1.26 | 1.25 | 1.25 | 1.24 | 1.26
| Fixed | 1.19 | 1.2 | 1.21 | 1.21 | 1.24 | 1.24 | 1.23 | 1.23 | 1.24 | 1.23 | 1.22 | 1.28

## Fig B3.2
Figure B3.2 Behind-the-meter residential lithium-ion battery system prices in Germany, Australia, France, Italy and the United Kingdom, 2014 - Q1 2022
Lithium-ion
Germany
| 2020 USD/kWh | 2014 | 2015 | 2016 | 2017 | 2018 | 2019 | 2020 | 2021 | 2022 Q1
| Median price | 2803.3451 | 1827.942 | 1263.9945 | 1112.3142 | 1024.2435 | 818.6269 | 808.5077 | 978.4097 | 842.9643
| 5th Percentile | 1850.6336 | 802.3999 | 648.9729 | 532.227 | 521.2154 | 483.4153 | 471.695 | 558.4428 | 476.8857
| 95th Percentile | 4384.5737 | 3185.739 | 2177.8298 | 1759.9797 | 1664.3463 | 1422.4842 | 1367.7736 | 1523.7418 | 1218.9925
|  | Germany 2014: Germany; Germany 2017: Australia; Germany 2020: Italy | France |  | UK
|  | 2020 Q1 | 2021 Q1 | 2022 Q1 | 2020 Q1 | 2021 Q1 | 2022 Q1 | 2021 Q1 | 2022 Q1 | 2021 Q1 | 2022 Q1 | 2021 Q1 | 2022 Q1
| Median price | 725.7018 | 974.2938 | 842.8022 | 669.9453 | 749.6997 | 766.3665 | 1106.4684 | 859.493 | 987.8174 | 800.5082 | 778.1523 | 764.5862

## Fig 3.7
Figure 3.7 Global utility-scale solar PV project LCOE and range, 2010-2021
LCOE (2021 USD/kWh)
|  | 2010 | 2011 | 2012 | 2013 | 2014 | 2015 | 2016 | 2017 | 2018 | 2019 | 2020 | 2021
| 5th percentile | 0.20823 | 0.17506 | 0.14017 | 0.12165 | 0.098981 | 0.079001 | 0.073099 | 0.053062 | 0.048439 | 0.046283 | 0.038281 | 0.029304
| Weighted average | 0.41715 | 0.3113 | 0.23263 | 0.1794 | 0.16126 | 0.12108 | 0.10634 | 0.08366 | 0.071139 | 0.062119 | 0.055444 | 0.048346
| 95th percentile | 0.52141 | 0.5179 | 0.41552 | 0.37525 | 0.35717 | 0.28573 | 0.24054 | 0.20999 | 0.19441 | 0.16532 | 0.16151 | 0.11983

## Fig B3.3
Figure B3.3 Drivers of the decline of LCOE of utility-scale solar PV (2010-2021)
|  | LCOE | Contribution by driver
|  | 2021 USD/kWh | 2021 USD/kWh | Share Of Decline 2010-2021
| 2010 | 0.417
| Module |  | 0.164 | 45%
| Other soft costs |  | 0.052 | 14%
| Installation/EPC/development |  | 0.044 | 12%
| Inverter |  | 0.032 | 9%
| Racking and mounting |  | 0.023 | 6%
| Other BoS hardware |  | 0.009 | 2%
| Capacity factor |  | 0.019 | 5%
| WACC |  | 0.017 | 5%
| All-in O&M |  | 0.009 | 3%
| 2021 | 0.048 |  | 100%

## Fig 3.8
Figure 3.8 Utility-scale solar PV weighted average cost of electricity in selected countries, 2010-2021
| 2021 USD/kWh | 2010 | 2011 | 2012 | 2013 | 2014 | 2015 | 2016 | 2017 | 2018 | 2019 | 2020 | 2021 | 2020-2021
| Australia | 0.42396 | 0.43069 | 0.26103 | 0.15016 | 0.12362 | 0.10661 | 0.082029 | 0.089928 | 0.074069 | 0.070708 | 0.053564 | 0.042285 | -90.03%
| China | 0.30835 | 0.26968 | 0.19792 | 0.15543 | 0.11619 | 0.086572 | 0.075095 | 0.065755 | 0.050415 | 0.046724 | 0.039879 | 0.034198 | -88.91%
| France | 0.39623 | 0.40249 | 0.40928 | 0.24328 | 0.16226 | 0.1142 | 0.090028 | 0.080778 | 0.068275 | 0.062724 | 0.055486 | 0.049379 | -87.54%
| Germany | 0.3765 | 0.31876 | 0.25737 | 0.20379 | 0.1506 | 0.12028 | 0.10561 | 0.096382 | 0.092447 | 0.076486 | 0.065922 | 0.060541 | -83.92%
| India | 0.35228 | 0.22418 | 0.19072 | 0.19027 | 0.12418 | 0.081446 | 0.076789 | 0.070119 | 0.050988 | 0.040426 | 0.038364 | 0.034742 | -90.14%
| Italy | 0.41953 | 0.3949 | 0.20138 | 0.17813 | 0.14677 |  |  | 0.072773 | 0.063775 | 0.058951 | 0.055571 | 0.05071 | -87.91%
| Japan |  | 0.43873 | 0.31388 | 0.26048 | 0.23084 | 0.16522 | 0.16608 | 0.13125 | 0.12141 | 0.11157 | 0.10417 | 0.086479
| Netherlands | 2016: 0.1194; 2017: 0.13287; 2018: 0.10125; 2019: 0.096634; 2020: 0.091298; 2021: 0.078106
| Republic of Korea | 0.451 | 0.47212 | 0.19058 | 0.22527 | 0.17365 | 0.15961 | 0.15296 | 0.10318 | 0.085054 | 0.078141 | 0.059625 | 0.055792 | -87.63%
| Spain | 0.32603 | 0.22708 | 0.1832 | 0.14008 | 0.13465 | 0.078872 |  |  |  | 0.05024 | 0.04604 | 0.047781 | -85.34%
| Türkiye | 2016: 0.12656; 2017: 0.12046; 2018: 0.095875; 2019: 0.087065; 2020: 0.067052; 2021: 0.064025
| Ukraine | 2011: 0.51885; 2013: 0.40373; 2017: 0.13572; 2018: 0.13889; 2019: 0.095474; 2020: 0.093314; 2021: 0.11677
| United Kingdom | 0.53401 | 0.49273 | 0.29004 | 0.23476 | 0.19213 | 0.1497 | 0.14178 | 0.11635 | 0.11817 | 0.088153 | 0.074812 | 0.068957 | -87.09%
| United States | 0.22072 | 0.26272 | 0.22718 | 0.22638 | 0.15502 | 0.14341 | 0.13033 | 0.094815 | 0.073681 | 0.062099 | 0.060061 | 0.055293 | -74.95%
| Viet Nam | 2016: 0.1762; 2017: 0.25426; 2019: 0.073677; 2020: 0.065792; 2021: 0.045767

## Table 3.1
Table 3.1 Global weighted-average capacity factors for utility-scale PV systems by year of commissioning, 2010–2021
| Year | 5th percentile | Weighted average | 95th percentile
| 2010 | 10.99% | 13.81% | 23%
| 2011 | 10.1% | 15.3% | 26%
| 2012 | 10.47% | 15.11% | 25.62%
| 2013 | 11.89% | 16.44% | 23%
| 2014 | 10.8% | 16.55% | 24.41%
| 2015 | 10.8% | 16.51% | 28.99%
| 2016 | 10.69% | 16.71% | 25.86%
| 2017 | 11.48% | 17.55% | 27%
| 2018 | 12.32% | 17.9% | 26.97%
| 2019 | 10.72% | 17.51% | 23.89%
| 2020 | 9.9% | 16.08% | 20.82%
| 2021 | 10.8% | 17.2% | 21.3%
Source: IRENA Renewable Cost Database Note: These capacity factors are the alternating current (AC)-to-direct current (DC) capacity factors, given that installed cost data in this report for solar PV (only) are expressed as per kilowatt DC.

## Fig B3.4
Figure B3.4 Global average utility-scale solar PV land use, 2010-2021
Hectares per MW
| Year | Average | Median | 5th percentile | 95th percentile
| 2010 | 2.6873 | 2.37 | 1.2003 | 5.127
| 2011 | 2.5679 | 2.3065 | 1.222 | 4.8355
| 2012 | 2.4124 | 2.2795 | 1.0657 | 3.9677
| 2013 | 2.4526 | 2.275 | 1.264 | 4.1475
| 2014 | 2.1981 | 2.034 | 1.2038 | 3.6854
| 2015 | 2.1231 | 1.9575 | 1.1037 | 3.6106
| 2016 | 2.173 | 2.0685 | 1.0753 | 3.5799
| 2017 | 2.0519 | 1.959 | 0.9744 | 3.4276
| 2018 | 1.9875 | 1.862 | 0.9038 | 3.4082
| 2019 | 1.9411 | 1.8335 | 0.8763 | 3.276
| 2020 | 1.9401 | 1.868 | 0.8485 | 3.323
| 2021 | 1.9395 | 1.886 | 0.9258 | 2.8524

## Fig 4.1
Figure 4.1 Global weighted-average and range of total installed costs, capacity factors and LCOE for offshore wind, 2010-2021
Offshore Wind 2010-2021
Total installed cost (2021 USD/kW)
|  | 2010 | 2011 | 2012 | 2013 | 2014 | 2015 | 2016 | 2017 | 2018 | 2019 | 2020 | 2021
| 5th percentile | 3162.8819 | 3158.5002 | 3198.3724 | 2247.9849 | 2341.6093 | 3183.7037 | 2995.8556 | 2909.6463 | 2277.7617 | 3049.335 | 2416.049 | 2051.7853
| Weighted average | 4875.53 | 5584.12 | 4941.81 | 5222.73 | 5499.21 | 5515.16 | 4342.48 | 4905.61 | 4798.1 | 3844.2 | 3255.11 | 2857.7
| 95th percentile | 6738.752 | 7111.1201 | 6186.1976 | 6124.2647 | 6799.5892 | 6726.7194 | 12256.7945 | 5905.04 | 6036.6961 | 6228.4084 | 7242.641 | 5640.6308
Capacity factor (%)
|  | 2010 | 2011 | 2012 | 2013 | 2014 | 2015 | 2016 | 2017 | 2018 | 2019 | 2020 | 2021
| 5th percentile | 22.99% | 26.74% | 29.09% | 26.2% | 20.4% | 28% | 28.81% | 31.02% | 24.86% | 30.09% | 29.21% | 30.19%
| Weighted average | 38% | 38% | 40% | 45% | 35% | 42% | 40% | 45% | 43% | 43% | 38% | 39%
| 95th percentile | 49.36% | 41.71% | 44.11% | 54% | 44.78% | 48.49% | 46.8% | 51.09% | 48.49% | 52.97% | 46.79% | 45.8%
LCOE (2021 USD/kWh)
|  | 2010 | 2011 | 2012 | 2013 | 2014 | 2015 | 2016 | 2017 | 2018 | 2019 | 2020 | 2021
| 5th percentile | 0.11194 | 0.10778 | 0.11426 | 0.091623 | 0.1305 | 0.10375 | 0.099715 | 0.091988 | 0.068164 | 0.066279 | 0.076818 | 0.053588
| Weighted average | 0.18786 | 0.19609 | 0.1666 | 0.14122 | 0.1722 | 0.14053 | 0.11632 | 0.10615 | 0.10005 | 0.086388 | 0.086266 | 0.075167
| 95th percentile | 0.30704 | 0.24622 | 0.23217 | 0.20343 | 0.20093 | 0.17563 | 0.33901 | 0.15095 | 0.20989 | 0.11914 | 0.2562 | 0.12656

## Fig 4.2
Figure 4.2 Average distance from shore and water depth for offshore wind in China, Europe and the rest of the world, 2000-2021
`
| Country (China/Europe/Rest of the World) | Year | Capacity (MW) | Distance from shore (m) | Offshore Water Depth (m)
| Europe | 2010 | 60 | 56.2 | 30
| Europe | 2015 | 200 | 65.7 | 33
| Europe | 2015 | 400 | 115 | 40
| Europe | 2013 | 400 | 101 | 41
| Europe | 2020 | 464.8 | 49.8 | 28
| Europe | 2019 | 16.8 | 98 | 40
| Europe | 2000 | 4 | 1 | 6
| Europe | 2000 | 10.5 | 12 | 10
| Europe | 2002 | 160 | 20 | 11
| Europe | 2003 | 23 | 4 | 13
| Europe | 2003 | 60 | 7.2 | 12
| Europe | 2004 | 25.2 | 10 | 25
| Europe | 2004 | 60 | 2.3 | 8
| Europe | 2005 | 90 | 8.5 | 5
| Europe | 2006 | 90 | 7.5 | 20
| Europe | 2007 | 90 | 6.4 | 12
| Europe | 2007 | 108 | 10 | 18
| Europe | 2007 | 108 | 18 | 20
| Europe | 2008 | 120 | 23 | 24
| Europe | 2009 | 90 | 8 | 12.5
| Europe | 2009 | 194.4 | 5 | 11
| Europe | 2009 | 209.3 | 31.7 | 17
| Europe | 2010 | 165 | 46 | 37
| Europe | 2010 | 172.8 | 7 | 13
| Europe | 2010 | 180 | 11 | 12
| Europe | 2010 | 300 | 12 | 25
| Europe | 2011 | 48.3 | 16 | 18
| Europe | 2011 | 183.6 | 19 | 23
| Europe | 2012 | 183.6 | 19 | 30
| Europe | 2012 | 316.8 | 23 | 22
| Europe | 2012 | 504 | 36 | 34
| Europe | 2013 | 216 | 38 | 29.6
| Europe | 2013 | 270 | 8 | 15
| Europe | 2013 | 399.6 | 21 | 19
| Europe | 2013 | 630 | 20 | 25
| Europe | 2014 | 108 | 29 | 23
| Europe | 2014 | 288 | 89 | 26
| Europe | 2014 | 388.8 | 14 | 24
| Europe | 2015 | 49.5 | 8.8 | 5
| Europe | 2015 | 129 | 23 | 24
| Europe | 2015 | 210 | 8 | 26
| Europe | 2015 | 219 | 8 | 18
| Europe | 2015 | 288 | 54 | 22
| Europe | 2015 | 288 | 70 | 32
| Europe | 2015 | 301.6 | 57 | 24
| Europe | 2015 | 576 | 12.87 | 28
| Europe | 2016 | 144 | 1.1 | 7
| Europe | 2016 | 582 | 44.2 | 33.6
| Europe | 2017 | 110.7 | 16 | 11
| Europe | 2017 | 165 | 46 | 36
| Europe | 2017 | 256 | 6 | 14
| Europe | 2017 | 288 | 90 | 35
| Europe | 2017 | 332.1 | 47.3 | 29
| Europe | 2017 | 402 | 32 | 27
| Europe | 2017 | 402 | 95 | 39.8
| Europe | 2017 | 600 | 85 | 36
| Europe | 2018 | 308.7 | 33 | 36
| Europe | 2018 | 330 | 19 | 37
| Europe | 2018 | 330 | 19 | 37
| Europe | 2018 | 352.8 | 27 | 39
| Europe | 2018 | 400.2 | 17 | 41
| Europe | 2018 | 573.3 | 32 | 26
| Europe | 2019 | 202.56 | 65.5 | 35
| Europe | 2019 | 252.2 | 95 | 40
| Europe | 2019 | 369.6 | 23 | 35
| Europe | 2019 | 387 | 68 | 37
| Europe | 2019 | 396 | 45 | 33
| Europe | 2019 | 406.7 | 20.9 | 20
| Europe | 2019 | 497 | 100 | 40
| Europe | 2019 | 1218 | 120 | 37
| Europe | 2020 | 30 | 1.5 | 18
| Europe | 2020 | 112 | 105 | 40
| Europe | 2020 | 218.5 | 52 | 40
| Europe | 2020 | 235.2 | 50 | 39.9
| Europe | 2020 | 252 | 40 | 38
| Europe | 2020 | 752 | 22 | 38
| Europe | 2021 | 19 | 22.2 | 38.5
| Europe | 2021 | 382.7 | 6.4 | 6
| Europe | 2021 | 604.8 | 26.4 | 35
| Europe | 2021 | 731.5 | 22.2 | 37
| Europe | 2015 | 288 | 57 | 44
| Europe | 2007 | 10 | 23 | 45
| Europe | 2012 | 150 | 10 | 20
| Europe | 2013 | 295.2 | 30 | 27.5
| Europe | 2015 | 295.2 | 57 | 25
| Europe | 2017 | 350 | 73 | 43
| Europe | 2018 | 28 | 1 | 6
| Europe | 2018 | 93.2 | 3 | 30
| Europe | 2018 | 252 | 18.4 | 55
| Europe | 2019 | 12 | 1.5 | 20
| Europe | 2019 | 336 | 13.5 | 55
| Europe | 2020 | 714 | 42 | 48
| Europe | 2021 | 949 | 27.5 | 57
| Europe | 2001 | 40 | 4.7 | 6
| Europe | 2003 | 165 | 10.8 | 9
| Europe | 2004 | 4.5 | 0.6 | 3
| Europe | 2007 | 110.4 | 11.3 | 13
| Europe | 2009 | 30 | 30 | 27.5
| Europe | 2010 | 207 | 8.8 | 12
| Europe | 2017 | 42 | 1.55 | 15
| Europe | 2018 | 5 | 1.5 | 30
| Europe | 2001 | 10 | 4 | 10
| Rest of the World | 2020 | 60 | 12.4 | 25
| China | 2010 | 32 | 8 | 4
| China | 2010 | 102 | 13 | 10
| China | 2018 | 252 | 11 | 16
| China | 2019 | 100 | 10.7 | 6
| China | 2019 | 185 | 8 | 25
| China | 2019 | 250 | 6 | 20
| China | 2021 | 200 | 5 | 25
| China | 2018 | 90 | 5 | 3
| Rest of the World | 2021 | 29.4 | 5 | 8
| Rest of the World | 2021 | 29.4 | 9.2 | 3
| Rest of the World | 2021 | 50 | 4.7 | 8
| Rest of the World | 2021 | 75 | 3
| Rest of the World | 2021 | 100 | 3
| China | 2016 | 50 | 8.3 | 15
| China | 2018 | 77.4 | 5 | 8
| China | 2017 | 300 | 15 | 12
| China | 2018 | 300 | 14 | 25
| China | 2019 | 56 | 2.4 | 25
| China | 2019 | 112 | 2.4 | 25
| China | 2019 | 132 | 2.4 | 25
| China | 2020 | 300 | 22.5 | 28.3
| China | 2018 | 200 | 18 | 10
| China | 2019 | 302.5 | 12 | 32
| China | 2019 | 303.3 | 12 | 15
| China | 2020 | 400 | 19.5 | 30
| China | 2021 | 302.5 | 12 | 32
| Rest of the World | 2019 | 120 | 6 | 35
| Rest of the World | 2020 | 12 | 44.448 | 25.4
| Rest of the World | 2021 | 50 | 3 | 5
| Rest of the World | 2021 | 141 | 1 | 5
| China | 2015 | 202 | 10 | 12
| China | 2016 | 152 | 25 | 14.6
| China | 2018 | 150 | 21 | 22
| China | 2018 | 151.8 | 21 | 22
| China | 2018 | 400 | 16 | 18
| China | 2019 | 122.55 | 40 | 17
| China | 2019 | 178.2 | 40 | 17
| China | 2019 | 302.4 | 42 | 15
| China | 2021 | 303.9 | 20 | 32
| China | 2021 | 320 | 8 | 38
| Rest of the World | 2016 | 30 | 4.8 | 28.2
| Rest of the World | 2017 | 8 | 2 | 31
| Rest of the World | 2017 | 30 | 1 | 10
| Rest of the World | 2020 | 8 | 8 | 20
| Rest of the World | 2020 | 60 | 12.4 | 25
| Rest of the World | 2021 | 109.2 | 8 | 28
| China | 2018 | 120 | 25 | 11
| China | 2018 | 300 | 23 | 13
| Rest of the World | 2004 | 1.32 | 0.7 | 13
| Rest of the World | 2021 | 60 | 1.84 | 23
| Rest of the World | 2021 | 80 | 1.5 | 25
| China | 2019 | 290.4 | 4.7 | 38
| China | 2021 | 100 | 12 | 15

## Fig 4.3
Figure 4.3 Distance from shore and water depth for offshore wind by country, 2000-2025
| Country | Year | Capacity (MW) | Distance from shore (m) | Offshore Water Depth (m)
| Germany | 2010 | 60 | 56.2 | 30
| Germany | 2015 | 200 | 65.7 | 33
| Germany | 2015 | 400 | 115 | 40
| Germany | 2013 | 400 | 101 | 41
| Germany | 2020 | 464.8 | 49.8 | 28
| Germany | 2019 | 16.8 | 98 | 40
| Germany | 2011 | 48.3 | 16 | 18
| Germany | 2014 | 108 | 29 | 23
| Germany | 2014 | 288 | 89 | 26
| Germany | 2015 | 288 | 54 | 22
| Germany | 2015 | 288 | 70 | 32
| Germany | 2015 | 301.6 | 57 | 24
| Germany | 2016 | 582 | 44.2 | 33.6
| Germany | 2017 | 110.7 | 16 | 11
| Germany | 2017 | 288 | 90 | 35
| Germany | 2017 | 332.1 | 47.3 | 29
| Germany | 2017 | 402 | 95 | 39.8
| Germany | 2019 | 202.56 | 65.5 | 35
| Germany | 2019 | 252.2 | 95 | 40
| Germany | 2019 | 387 | 68 | 37
| Germany | 2019 | 396 | 45 | 33
| Germany | 2019 | 497 | 100 | 40
| Germany | 2020 | 112 | 105 | 40
| Germany | 2022 | 325 | 47.6 | 25
| Germany | 2022 | 865.2 | 15 | 20
| Germany | 2023 | 192 | 51 | 33
| Germany | 2023 | 210 | 50 | 34
| Germany | 2023 | 252 | 38 | 45
| Germany | 2023 | 476 | 30 | 44
| Germany | 2024 | 110 | 41 | 40
| Germany | 2015 | 288 | 57 | 44
| Germany | 2015 | 295.2 | 57 | 25
| Germany | 2017 | 350 | 73 | 43
| Germany | 2023 | 247 | 19 | 46
| Germany | 2004 | 4.5 | 0.6 | 3
| Germany | 2022 | 10 | 41 | 37
| Germany | 2024 | 240 | 58 | 33
| Germany | 2024 | 240 | 67 | 31
| Germany | 2024 | 250 | 90 | 37
| Germany | 2024 | 400 | 67 | 35
| Germany | 2025 | 486 | 79 | 39
| Germany | 2025 | 584 | 83 | 40
| Germany | 2025 | 900 | 97 | 39
| Belgium | 2010 | 165 | 46 | 37
| Belgium | 2013 | 216 | 38 | 29.6
| Belgium | 2017 | 165 | 46 | 36
| Belgium | 2018 | 308.7 | 33 | 36
| Belgium | 2019 | 369.6 | 23 | 35
| Belgium | 2020 | 218.5 | 52 | 40
| Belgium | 2020 | 235.2 | 50 | 39.9
| Belgium | 2020 | 252 | 40 | 38
| Belgium | 2013 | 295.2 | 30 | 27.5
| Belgium | 2009 | 30 | 30 | 27.5
| Netherlands | 2007 | 108 | 10 | 18
| Netherlands | 2007 | 108 | 18 | 20
| Netherlands | 2008 | 120 | 23 | 24
| Netherlands | 2015 | 129 | 23 | 24
| Netherlands | 2016 | 144 | 1.1 | 7
| Netherlands | 2017 | 600 | 85 | 36
| Netherlands | 2020 | 752 | 22 | 38
| Netherlands | 2021 | 19 | 22.2 | 38.5
| Netherlands | 2021 | 382.7 | 6.4 | 6
| Netherlands | 2021 | 731.5 | 22.2 | 37
| Netherlands | 2022 | 770 | 22.3 | 28
| Netherlands | 2023 | 770 | 18.5 | 25.3
| Netherlands | 2025 | 1400 | 50 | 31
| Netherlands | 2023 | 350 | 22 | 34.5
| United Kingdom | 2000 | 4 | 1 | 6
| United Kingdom | 2003 | 60 | 7.2 | 12
| United Kingdom | 2004 | 60 | 2.3 | 8
| United Kingdom | 2005 | 90 | 8.5 | 5
| United Kingdom | 2006 | 90 | 7.5 | 20
| United Kingdom | 2007 | 90 | 6.4 | 12
| United Kingdom | 2009 | 90 | 8 | 12.5
| United Kingdom | 2009 | 194.4 | 5 | 11
| United Kingdom | 2010 | 172.8 | 7 | 13
| United Kingdom | 2010 | 180 | 11 | 12
| United Kingdom | 2010 | 300 | 12 | 25
| United Kingdom | 2011 | 183.6 | 19 | 23
| United Kingdom | 2012 | 183.6 | 19 | 30
| United Kingdom | 2012 | 316.8 | 23 | 22
| United Kingdom | 2012 | 504 | 36 | 34
| United Kingdom | 2013 | 270 | 8 | 15
| United Kingdom | 2013 | 630 | 20 | 25
| United Kingdom | 2014 | 388.8 | 14 | 24
| United Kingdom | 2015 | 49.5 | 8.8 | 5
| United Kingdom | 2015 | 210 | 8 | 26
| United Kingdom | 2015 | 219 | 8 | 18
| United Kingdom | 2015 | 576 | 12.87 | 28
| United Kingdom | 2017 | 256 | 6 | 14
| United Kingdom | 2017 | 402 | 32 | 27
| United Kingdom | 2018 | 330 | 19 | 37
| United Kingdom | 2018 | 330 | 19 | 37
| United Kingdom | 2018 | 352.8 | 27 | 39
| United Kingdom | 2018 | 400.2 | 17 | 41
| United Kingdom | 2018 | 573.3 | 32 | 26
| United Kingdom | 2019 | 1218 | 120 | 37
| United Kingdom | 2022 | 855 | 32 | 18
| United Kingdom | 2023 | 1200 | 131 | 35
| United Kingdom | 2023 | 1386 | 89 | 40
| United Kingdom | 2024 | 1200 | 131 | 36
| United Kingdom | 2024 | 1200 | 165 | 36
| United Kingdom | 2007 | 10 | 23 | 45
| United Kingdom | 2012 | 150 | 10 | 20
| United Kingdom | 2018 | 93.2 | 3 | 30
| United Kingdom | 2018 | 252 | 18.4 | 55
| United Kingdom | 2019 | 12 | 1.5 | 20
| United Kingdom | 2019 | 336 | 13.5 | 55
| United Kingdom | 2020 | 714 | 42 | 48
| United Kingdom | 2021 | 949 | 27.5 | 57
| United Kingdom | 2022 | 450 | 15.5 | 55
| United Kingdom | 2024 | 570 | 27 | 62
| United Kingdom | 2024 | 570 | 38 | 58
| United Kingdom | 2023 | 1200 | 165 | 40
| United Kingdom | 2025 | 272 | 8 | 43
| United Kingdom | 2025 | 550 | 22 | 48
| United Kingdom | 2025 | 2400 | 121 | 70
| United Kingdom | 2027 | 605 | 39 | 64
| United Kingdom | 2027 | 605 | 39 | 64
| United Kingdom | 2027 | 610 | 39 | 64
| United Kingdom | 2027 | 3600 | 72 | 40
| United Kingdom | 2028 | 225 | 22 | 57
| United Kingdom | 2028 | 565 | 22 | 57
| Denmark | 2002 | 160 | 20 | 11
| Denmark | 2003 | 23 | 4 | 13
| Denmark | 2009 | 209.3 | 31.7 | 17
| Denmark | 2013 | 399.6 | 21 | 19
| Denmark | 2019 | 406.7 | 20.9 | 20
| Denmark | 2021 | 604.8 | 26.4 | 35
| Denmark | 2022 | 350 | 4.2 | 25
| Denmark | 2018 | 28 | 1 | 6
| Denmark | 2001 | 40 | 4.7 | 6
| Denmark | 2003 | 165 | 10.8 | 9
| Denmark | 2010 | 207 | 8.8 | 12
| Denmark | 2023 | 240 | 4 | 15
| Denmark | 2023 | 320 | 15 | 20
| China | 2010 | 32 | 8 | 4
| China | 2010 | 102 | 13 | 10
| China | 2018 | 252 | 11 | 16
| China | 2019 | 100 | 10.7 | 6
| China | 2019 | 185 | 8 | 25
| China | 2019 | 250 | 6 | 20
| China | 2021 | 200 | 5 | 25
| China | 2018 | 90 | 5 | 3
| China | 2016 | 50 | 8.3 | 15
| China | 2018 | 77.4 | 5 | 8
| China | 2017 | 300 | 15 | 12
| China | 2018 | 300 | 14 | 25
| China | 2019 | 56 | 2.4 | 25
| China | 2019 | 112 | 2.4 | 25
| China | 2019 | 132 | 2.4 | 25
| China | 2020 | 300 | 22.5 | 28.3
| China | 2018 | 200 | 18 | 10
| China | 2019 | 302.5 | 12 | 32
| China | 2019 | 303.3 | 12 | 15
| China | 2020 | 400 | 19.5 | 30
| China | 2021 | 302.5 | 12 | 32
| China | 2015 | 202 | 10 | 12
| China | 2016 | 152 | 25 | 14.6
| China | 2018 | 150 | 21 | 22
| China | 2018 | 151.8 | 21 | 22
| China | 2018 | 400 | 16 | 18
| China | 2019 | 122.55 | 40 | 17
| China | 2019 | 178.2 | 40 | 17
| China | 2019 | 302.4 | 42 | 15
| China | 2021 | 303.9 | 20 | 32
| China | 2021 | 320 | 8 | 38
| China | 2018 | 120 | 25 | 11
| China | 2018 | 300 | 23 | 13
| China | 2022 | 401.5 | 20 | 26
| China | 2019 | 290.4 | 4.7 | 38
| China | 2021 | 100 | 12 | 15

## Fig 4.4
Figure 4.4 Project turbine size, global weighted average turbine size and wind farm capacity for offshore wind, 2000-2021
Turbine rating and project capacity (MW)
Offshore wind
|  | Turbine capacity (MW) |  |  | Average wind farm size (MW)
| Year | 5th percentile | Weighted average | 95th percentile
| 2000 | 1.525 | 1.6379 | 1.975 | 7.25
| 2001 | 2 | 2 | 2 | 25
| 2002 | 2 | 2 | 2 | 160
| 2003 | 2.03 | 2.2274 | 2.3 | 82.6667
| 2004 | 0.74 | 2.4447 | 3.44 | 22.755
| 2005 | 3 | 3 | 3 | 90
| 2006 | 3 | 3 | 3 | 90
| 2007 | 2.045 | 2.8955 | 3.51 | 85.28
| 2008 | 2 | 2 | 2 | 120
| 2009 | 2.495 | 3.1606 | 4.79 | 109.54
| 2010 | 2.105 | 3.0951 | 4.65 | 135.6778
| 2011 | 2.37 | 3.2305 | 3.54 | 83.3
| 2012 | 3.6 | 3.9565 | 4.85 | 288.6
| 2013 | 1.74 | 4.1151 | 5.7475 | 261.3143
| 2014 | 2.24 | 3.5602 | 3.6 | 201.2
| 2015 | 3 | 4.1867 | 6.405 | 231.2867
| 2016 | 1.68 | 5.3418 | 6.0144 | 149.0286
| 2017 | 3.18 | 5.5363 | 6.914 | 236.8429
| 2018 | 2.5 | 5.3736 | 8.25 | 234.57
| 2019 | 3.81 | 6.7696 | 8.4 | 235.6004
| 2020 | 3.85 | 6.797 | 8.565 | 303.98
| 2021 | 4 | 6.0939 | 9.5 | 261.8152

## Fig 4.5
Figure 4.5 Project and weighted average turbine rotor diameter for offshore wind by country, 2010-2021
Offshore wind
| Year | Weighted average rotor diameter (m) | Weighted average turbine capacity (MW)
| 2010 | 111.8969 | 3.0951
| 2011 | 93 | 3.2305
| 2012 | 107 | 3.9565
| 2013 | 118.5188 | 4.1151
| 2014 | 116.4545 | 3.5602
| 2015 | 119.8156 | 4.1867
| 2016 | 141.4345 | 5.3418
| 2017 | 143.6154 | 5.5408
| 2018 | 142.2195 | 5.3736
| 2019 | 157.418 | 6.7839
| 2020 | 157.8806 | 6.797
| 2021 | 160.2919 | 6.0992

## Fig 4.6
Figure 4.6 Project and weighted average total installed costs for offshore wind, 2000-2021
Total installed costs (2021 USD/kW)
Offshore wind
| Year | 5th percentile | Weighted average | 95th percentile
| 2000 | 2173.4265 | 2684.9725 | 2856.36
| 2001 | 2452.7698 | 2501.161 | 2743.1169
| 2002 | 3605.2396 | 3605.2396 | 3605.2396
| 2003 | 1063.6773 | 2877.6952 | 3114.7916
| 2004 | 2257.8403 | 3271.103 | 6373.6598
| 2005 | 2539.978 | 2539.978 | 2539.978
| 2006 | 2178.989 | 2862.9087 | 2845.8858
| 2007 | 3054.4812 | 4669.3264 | 7214.6248
| 2008 | 5164.9613 | 5712.1081 | 6031.4302
| 2009 | 3234.502 | 4616.5491 | 6263.2435
| 2010 | 3162.8819 | 4875.5316 | 6738.752
| 2011 | 3158.5002 | 5584.1231 | 7111.1201
| 2012 | 3198.3724 | 4941.8119 | 6186.1976
| 2013 | 2247.9849 | 5222.7265 | 6124.2647
| 2014 | 2341.6093 | 5499.2069 | 6799.5892
| 2015 | 3183.7037 | 5515.1555 | 6726.7194
| 2016 | 2926.8924 | 4248.248 | 4752.6671
| 2017 | 2909.6463 | 4879.5961 | 5747.4374
| 2018 | 2266.3676 | 4795.0957 | 5871.4009
| 2019 | 3049.335 | 3844.2008 | 6228.4084
| 2020 | 2408.2401 | 3220.7015 | 5512.0288
| 2021 | 2051.7853 | 2857.7013 | 5640.6308

## Fig 4.7
Figure 4.7 Representative offshore wind farm total installed cost breakdowns by country/region, 2013, 2016, 2017 and 2019
| Source | Cost breakdown | Share of total installed costs
| Europe (2015) | Turbine | 40.65%
| Europe (2015) | Installation | 17.26%
| Europe (2015) | Foundations | 16.06%
| Europe (2015) | Electrical Interconnection | 15.7%
| Europe (2015) | Development | 2.666%
| Europe (2015) | Contingency & Other | 7.663%
| Generic OECD average (2019) | Turbine | 37.53%
| Generic OECD average (2019) | Installation | 14.08%
| Generic OECD average (2019) | Foundations | 14.42%
| Generic OECD average (2019) | Electrical Interconnection | 16.95%
| Generic OECD average (2019) | Development | 3.549%
| Generic OECD average (2019) | Contingency & Other | 13.46%
| IEA Wind, generic (2016) | Turbine | 39.48%
| IEA Wind, generic (2016) | Installation | 12.85%
| IEA Wind, generic (2016) | Foundations | 16.94%
| IEA Wind, generic (2016) | Electrical Interconnection | 14.59%
| IEA Wind, generic (2016) | Development | 6.466%
| IEA Wind, generic (2016) | Contingency & Other | 9.66%
| IEA Wind, generic (2017) | Turbine | 37.59%
| IEA Wind, generic (2017) | Installation | 15.93%
| IEA Wind, generic (2017) | Foundations | 15.93%
| IEA Wind, generic (2017) | Electrical Interconnection | 13.27%
| IEA Wind, generic (2017) | Development | 2.921%
| IEA Wind, generic (2017) | Contingency & Other | 14.34%
| JRC (2017) | Turbine | 43%
| JRC (2017) | Installation | 14%
| JRC (2017) | Foundations | 18%
| JRC (2017) | Electrical Interconnection | 8%
| JRC (2017) | Development | 7%
| JRC (2017) | Contingency & Other | 10%
| United Kingdom (2019) | Turbine | 40.7%
| United Kingdom (2019) | Installation | 17.91%
| United Kingdom (2019) | Foundations | 13.84%
| United Kingdom (2019) | Electrical Interconnection | 13.18%
| United Kingdom (2019) | Development | 2.727%
| United Kingdom (2019) | Contingency & Other | 11.64%
| United States (2013) | Turbine | 33%
| United States (2013) | Installation | 19%
| United States (2013) | Foundations | 22%
| United States (2013) | Electrical Interconnection | 12%
| United States (2013) | Development | 2%
| United States (2013) | Contingency & Other | 12%
| United States (2017) | Turbine | 34.3%
| United States (2017) | Installation | 8.4%
| United States (2017) | Foundations | 13.5%
| United States (2017) | Electrical Interconnection | 24.4%
| United States (2017) | Development | 5%
| United States (2017) | Contingency & Other | 14.4%

## Fig 4.8
Figure 4.8 Installation time per offshore wind project in Europe, 2010-2020
| Year | Offshore Wind Project Average Construction duration (Year) | Average delivered capacity per yeary per project (MW)
| 2010 | 1.9945 | 86.6374
| 2011 | 0.8137 | 59.3586
| 2012 | 3.1123 | 161.9366
| 2013 | 2.3712 | 143.558
| 2014 | 2.0438 | 91.8748
| 2015 | 2.2471 | 131.2796
| 2016 | 1.6521 | 352.2886
| 2017 | 1.4393 | 179.2071
| 2018 | 1.4921 | 227.9117
| 2019 | 1.7129 | 279.4126
| 2020 | 1.3155 | 235.5451

## Fig 4.9
Figure 4.9 Project and weighted average capacity factors for offshore wind, 2000-2021
Capacity factor (%)
Offshore wind
| Year | 5th percentile | Weighted average | 95th percentile
| 2000 | 41.31% | 41.31% | 41.31%
| 2001 | 27.74% | 28.77% | 33.9%
| 2002 | 42.81% | 42.81% | 42.81%
| 2003 | 39.78% | 41.24% | 42.53%
| 2004 | 29.66% | 31.85% | 38.75%
| 2005 | 35.51% | 35.51% | 35.51%
| 2006 | 27.58% | 38.36% | 38.1%
| 2007 | 25.62% | 32.12% | 34.1%
| 2008 | 38.17% | 39.29% | 41.21%
| 2009 | 29.86% | 36.55% | 42.4%
| 2010 | 22.99% | 37.92% | 49.36%
| 2011 | 26.74% | 38.14% | 41.71%
| 2012 | 29.09% | 39.87% | 44.11%
| 2013 | 26.4% | 43.47% | 54%
| 2014 | 20.4% | 35.06% | 44.78%
| 2015 | 28% | 41.87% | 48.49%
| 2016 | 30.03% | 39.61% | 44.4%
| 2017 | 31.02% | 44.73% | 51.09%
| 2018 | 24.71% | 43.14% | 48.58%
| 2019 | 30.09% | 42.53% | 52.97%
| 2020 | 29.07% | 38.31% | 46.79%
| 2021 | 30.19% | 38.8% | 45.8%

## Fig 4.10
Figure 4.10 Weighted average offshore wind turbine rotor diameter and hub height 2010-2021
| Year | Weighted average hub height (m) | Weighted Average rotor diameter (m)
| 2010 | 83.0928 | 111.8969
| 2011 | 80 | 93
| 2012 | 80 | 107
| 2013 | 89.8038 | 118.5188
| 2014 | 90 | 116.4545
| 2015 | 86.8037 | 119.8156
| 2016 | 104.1052 | 141.4345
| 2017 | 99.8633 | 143.5458
| 2018 | 100.5759 | 142.2195
| 2019 | 107.6417 | 157.3553
| 2020 | 98.6473 | 157.8806
| 2021 | 105.35 | 160.0914

## Fig 4.11
Figure 4.11 Capacity factor and wind speed trends by project in Europe, 2010-2025
| Year | Percentage difference in Weighted Average CF (%) in reference to 2010 | Percentage difference in WAVG Wind speed (M/s) in reference to 2010
| 2010 | 0% | 0%
| 2011 | -0.8841% | -5.364%
| 2012 | 3.188% | -0.2114%
| 2013 | 11.67% | 0.7166%
| 2014 | -0.3191% | 2.991%
| 2015 | 9.613% | 3.064%
| 2016 | 10.7% | 3.784%
| 2017 | 20.18% | 3.288%
| 2018 | 15.11% | 2.466%
| 2019 | 22.45% | 3.626%
| 2020 | 7.654% | 1.837%
| 2021 | 12.75% | 2.906%
| 2022 | 17.08% | -1.428%
| 2023 | 24.3% | 0.06428%
| 2024 | 22.46% | 4.158%
| 2025 | 20.41% | 4.926%

## Fig 4.12
Figure 4.12 Offshore wind capacity factors and specific power
Offshore wind
| Country | Turbine capacity (MW) | Capacity factor | Specific power of wind turbines
| United Kingdom | 8.8 | 38.22% | 416.5868
| United Kingdom | 8.25 | 47.3% | 390.5501
| United Kingdom | 8.25 | 47.3% | 390.5501
| United Kingdom | 8.06 | 47.3% | 381.5556
| United Kingdom | 7 | 47.6% | 375.8089
| United Kingdom | 7 | 38.36% | 375.8089
| United Kingdom | 7 | 49% | 375.8089
| United Kingdom | 7 | 49% | 375.8089
| United Kingdom | 6.3 | 42.52% | 338.228
| United Kingdom | 6.3 | 45.58% | 338.228
| United Kingdom | 6 | 43.46% | 322.1219
| United Kingdom | 6 | 52.97%
| United Kingdom | 6 | 49.69% | 322.1219
| United Kingdom | 5 | 38.05%
| United Kingdom | 4 | 37.83% | 444.8391
| United Kingdom | 4 | 39.61% | 444.8391
| United Kingdom | 3.6 | 37.2%
| United Kingdom | 3.6 | 41.22%
| United Kingdom | 3.6 | 41.22%
| United Kingdom | 3.6 | 40%
| United Kingdom | 3.6 | 41%
| United Kingdom | 3.6 | 37.5%
| United Kingdom | 3.6 | 38.65% | 400.3552
| United Kingdom | 3.45 | 47.3% | 350.1818
| United Kingdom | 3.3 | 41.51% | 334.9565
| United Kingdom | 3 | 36.53%
| United Kingdom | 3 | 35%
| United Kingdom | 3 | 42.9% | 304.5059
| United Kingdom |  | 51.08%
| United Kingdom |  | 37.2%
| United Kingdom |  | 38%
| Netherlands | 8 | 46.82% | 365.2309
| Netherlands | 3 | 47.73%
| Netherlands |  | 39.61%
| Netherlands |  | 49.46%
| Germany | 8.4 | 46.68% | 397.651
| Germany | 8.3 | 40.84% | 392.9171
| Germany | 8.13 | 46.68% | 384.8694
| Germany | 7 | 46.78% | 375.8089
| Germany | 7 | 46.78% | 375.8089
| Germany | 6.45 | 52.7% | 346.2811
| Germany | 6.33 | 45.09% | 348.8406
| Germany | 6.27 | 41.5% | 336.5122
| Germany | 6.15 | 38.67% | 493.2244
| Germany | 6.15 | 45.65% | 493.2244
| Germany | 6.15 | 44.69% | 493.2244
| Germany | 6 | 45.4% | 322.1219
| Germany | 6 | 50.41% | 339.5308
| Germany | 5 | 39.95% | 349.3116
| Germany | 5 | 39.95% | 473.1126
| Germany | 5 | 45.66% | 473.1126
| Germany | 5 | 34.5% | 427.7213
| Germany | 5 | 50.95% | 400.9954
| Germany | 4 | 50.3% | 301.3587
| Germany | 3.77 | 44% | 333.3415
| Germany | 3.6 | 38.43% | 400.3552
| Germany | 3.6 | 39.61% | 318.3102
| Germany | 3.6 | 47.56% | 318.3102
| Germany | 3.6 | 48.2% | 318.3102
| Germany | 3.6 | 51.13% | 318.3102
| Germany | 2.3 | 38.4% | 338.5887
| Germany |  | 45.65%
| Germany |  | 45.65%
| Germany |  | 40.4%
| Germany |  | 45.66%
| Germany |  | 45.66%
| Germany |  | 42.03%
| Germany |  | 48.31%
| Denmark | 8.3 | 49.93% | 378.9271
| Denmark | 7 | 40% | 375.8089
| Denmark | 3.6 | 54% | 318.3102
| Denmark | 2.3 | 44.12%
| Denmark |  | 49.93%
| Denmark |  | 54%
| Denmark |  | 35.94%
| Belgium | 9.5 | 42.77% | 449.7243
| Belgium | 8.4 | 39.79% | 383.4925
| Belgium | 8.4 | 39.79% | 383.4925
| Belgium | 8.4 | 43.24% | 397.651
| Belgium | 7.35 | 40.65% | 394.5994
| Belgium | 6.15 | 36.2%
| Belgium | 3.3 | 45% | 334.9565
| Belgium | 3 | 44.95% | 304.5059
| Belgium | 3 | 38.05%
| Belgium |  | 47%

## Fig 4.13
Figure 4.13 Offshore wind project and global weighted average LCOEs and auction/PPA prices, 2000-2021
LCOE and auction/PPA prices (2021 USD/kWh)
Offshore wind
| Year | 5th percentile | Weighted average | 95th percentile
| 2000 | 0.12487 | 0.17078 | 0.30781
| 2001 | 0.13603 | 0.16113 | 0.16614
| 2002 | 0.13536 | 0.13536 | 0.13536
| 2003 | 0.080134 | 0.12576 | 0.13778
| 2004 | 0.12252 | 0.17802 | 0.19481
| 2005 | 0.15135 | 0.15135 | 0.15135
| 2006 | 0.14918 | 0.14865 | 0.16988
| 2007 | 0.14769 | 0.21351 | 0.39443
| 2008 | 0.17185 | 0.21072 | 0.23341
| 2009 | 0.15593 | 0.19494 | 0.24359
| 2010 | 0.11194 | 0.18786 | 0.30704
| 2011 | 0.10779 | 0.19755 | 0.65121
| 2012 | 0.11426 | 0.1666 | 0.23217
| 2013 | 0.091698 | 0.16666 | 0.43266
| 2014 | 0.1305 | 0.1722 | 0.20093
| 2015 | 0.10375 | 0.14053 | 0.17563
| 2016 | 0.099715 | 0.11632 | 0.33901
| 2017 | 0.091988 | 0.10615 | 0.15095
| 2018 | 0.068164 | 0.10005 | 0.20989
| 2019 | 0.066279 | 0.086388 | 0.11914
| 2020 | 0.076818 | 0.086266 | 0.2562
| 2021 | 0.053588 | 0.075167 | 0.12656

## Table 4.1
Table 4.1: Project characteristics in China and Europe in 2010, 2015 and 2021
| The average offshore wind farm in China vs Europe |  | 2010 | 2015 | 2020 | 2021
| Project size (MW) | China | 67 | 109 | 350 | 245
|  | Europe | 155 | 270 | 347 | 591
| Distance from shore (km) | China | 12 | 10 | 21 | 12
|  | Europe | 18 | 49 | 41 | 23
| Water depth (m) | China | 9 | 12 | 29 | 31
|  | Europe | 21 | 29 | 39 | 39
| Hub height (m) | China |  | 90 | 103 | 102
|  | Europe | 83 | 87 | 97 | 108
| Rotor diameter (m) | China |  | 130 | 162 | 163
|  | Europe | 112 | 119 | 162 | 159
| Turbine size (MW) | China | 2.8 | 4 | 5.9 | 6.7
|  | Europe | 3.1 | 4.2 | 7.9 | 8.5

## Table 4.2
Table 4.2: Regional and country weighted-average total installed costs and ranges for offshore wind, 2010 and 2021
Total installed costs (2021 USD/kW)
Offshore wind
|  |  | 2010 |  |  | 2021
|  |  | 5th percentile | Weighted average | 95th percentile | 5th percentile | Weighted average | 95th percentile
(2021 USD/kW)
|  | Asia | 2 981 | 4 680 | 5 240 | 1 859 | 2 876 | 6 917
|  | China | 2 912 | 4 638 | 5 152 | 2 406 | 2 857 | 3 474
|  | Japan | 5 113 | 5 113 | 5 113 | 5 201 | 5 550 | 6 030
|  | Republic of Korea* | n.a. | n.a. | n.a. | 5 238 | 6 278 | 7 317
|  | Europe | 3 683 | 4 883 | 6 739 | 1 859 | 2 775 | 6 917
|  | Belgium* | 6 334 | 6 334 | 6 334 | 3 371 | 3 545 | 3 876
|  | Denmark | 3 422 | 3 422 | 3 422 | 2 289 | 2 289 | 2 289
|  | Germany* | 6 739 | 6 739 | 6 739 | 3 603 | 3 739 | 4 452
|  | Netherlands** | 4 299 | 4 299 | 4 299 | 1 695 | 2 449 | 6 424
|  | United Kingdom | 4 225 | 4 753 | 5 072 | 2 363 | 3 057 | 6 495
* Countries where data were only available for projects commissioned in 2020, not 2021.
** The Netherlands had no projects commissioned in 2010, so data for projects commissioned in 2015 are shown.

## Table 4.3
Table 4.3: Weighted-average capacity factors for offshore wind projects in six countries, 2010 and 2021
Capacity factor (%)
Offshore wind
|  | 2010 | 2021 | Percentage change 2010-2021
%
| Belgium* | 38 | 41* | 8
| China | 30 | 37 | 23
| Denmark | 44 | 50 | 14
| Germany* | 46 | 42* | -9
| Japan | 28 | 30 | 7
| Netherlands** | 48** | 46 | -4
| United Kingdom | 36 | 48 | 33
* Countries where data were only available for projects commissioned in 2020, not 2021
** The Netherlands had no projects commissioned in 2010, so data for projects commissioned in 2015 are shown

## Table 4.4
Table 4.4 Regional and country weighted average LCOE of offshore wind, 2010 and 2021
LCOE (2021 USD/kWh)
Offshore wind
|  | 2010 |  |  | 2021
|  | 5th percentile | Weighted average | 95th percentile | 5th percentile | Weighted average | 95th percentile
(2021 USD/kW)
| Asia | 0.127 | 0.187 | 0.219 | 0.069 | 0.083 | 0.112
| China | 0.119 | 0.178 | 0.196 | 0.064 | 0.079 | 0.103
| Japan | 0.187 | 0.187 | 0.187 | 0.184 | 0.196 | 0.212
| Republic of Korea* | n.a. | n.a. | n.a. | 0.133* | 0.180* | 0.227*
| Europe | 0.127 | 0.163 | 0.297 | 0.051 | 0.065 | 0.14
| Belgium* | 0.226 | 0.226 | 0.226 | 0.082* | 0.083* | 0.086*
| Denmark | 0.108 | 0.108 | 0.108 | 0.041 | 0.041 | 0.041
| Germany* | 0.177 | 0.179 | 0.186 | 0.080* | 0.081* | 0.083*
| Netherlands | n.a. | n.a. | n.a. | 0.048 | 0.059 | 0.128
| United Kingdom | 0.201 | 0.21 | 0.217 | 0.049 | 0.054 | 0.092
* Countries where data were only available for projects commissioned in 2020, not 2021.

## Fig 5.1
Figure 5.1 Global weighted average total installed costs, capacity factors and LCOE for CSP, 2010-2021
Total installed cost (2021 USD/kW)
|  | 2010 | 2011 | 2012 | 2013 | 2014 | 2015 | 2016 | 2017 | 2018 | 2019 | 2020 | 2021
| 5th percentile | 4853.5445 | 8264.6546 | 6428.4341 | 3699.4019 | 2935.323 | 3847.007 | 3212.8339 | 4108.7314 | 3618.3514 | 3918.1031 | 4493.9384 | 9090.9091
| Weighted average | 9422.3102 | 11101.3553 | 8579.3998 | 6730.503 | 5777.2353 | 7717.9028 | 8112.5644 | 7679.2005 | 5507.915 | 6900.0558 | 4746.0736 | 9090.9091
| 95th percentile | 12998.7712 | 18467.6773 | 13572.7333 | 9930.5253 | 7498.8257 | 9373.4769 | 11872.8359 | 9319.6863 | 7197.5703 | 9016.4437 | 5294.8383 | 9090.9091
Capacity factor (%)
|  | 2010 | 2011 | 2012 | 2013 | 2014 | 2015 | 2016 | 2017 | 2018 | 2019 | 2020 | 2021
| 5th percentile | 18.98% | 23.69% | 21.54% | 22.83% | 25.58% | 22.34% | 13.7% | 29.72% | 32.01% | 21.89% | 40.25% | 80%
| Weighted average | 29.98% | 35.46% | 27.36% | 30.99% | 28.54% | 40.41% | 36.18% | 38.59% | 45.1% | 36.88% | 41.93% | 80%
| 95th percentile | 38.79% | 53.1% | 38.81% | 43.58% | 31.63% | 50.47% | 50.68% | 42.66% | 61.29% | 53.97% | 45.59% | 80%
LCOE (2021 USD/kWh)
|  | 2010 | 2011 | 2012 | 2013 | 2014 | 2015 | 2016 | 2017 | 2018 | 2019 | 2020 | 2021
| 5th percentile | 0.27392 | 0.2515 | 0.22354 | 0.16807 | 0.12795 | 0.16939 | 0.17199 | 0.12081 | 0.081207 | 0.10416 | 0.096841 | 0.11424
| Weighted average | 0.358 | 0.34665 | 0.33757 | 0.24889 | 0.21638 | 0.22389 | 0.24727 | 0.20621 | 0.1491 | 0.21183 | 0.10665 | 0.11424
| 95th percentile | 0.40633 | 0.47254 | 0.44816 | 0.33991 | 0.26785 | 0.28907 | 0.30681 | 0.24545 | 0.22215 | 0.34459 | 0.11116 | 0.11424

## Fig 5.2
Figure 5.2 Total installed cost breakdown of CSP plants by technology (2010/2011 and 2019/2020)
| Parabolic trough |  |  |  | Solar tower
|  |  | 2021 USD/kW | Share |  |  | 2021 USD/kW | Share
| 2010 | Owners costs | 434.3906 | 4.528% | 2011 | Tower | 294.1259 | 1.664%
|  | Engineering | 473.4078 | 4.935% |  | Owners costs | 922.4858 | 5.22%
|  | Balance of plant | 585.2568 | 6.101% |  | Contingencies | 1420.4944 | 8.039%
|  | Contingencies | 789.4465 | 8.229% |  | Thermal energy storage | 1647.7735 | 9.325%
|  | Thermal energy storage | 815.4579 | 8.501% |  | Power block | 2185.8902 | 12.37%
|  | HTF system | 885.6887 | 9.233% |  | BoP and engineering | 2804.223 | 15.87%
|  | Power block | 1400.7147 | 14.6% |  | Receiver | 2867.7275 | 16.23%
|  | Solar field | 4208.647 | 43.87% |  | Heliostat field | 5528.2299 | 31.28%
|  | Total | 9593.01 | 100% |  | Total | 17670.95 | 100%
| 2020 | Owners costs | 398.8339 | 8.964% | 2019 | Tower | 121.9561 | 2.054%
|  | Engineering | 168.4932 | 3.787% |  | Owners costs | 810.2982 | 13.65%
|  | Balance of plant | 235.6984 | 5.297% |  | Contingencies | 820.4771 | 13.82%
|  | Contingencies | 336.9864 | 7.574% |  | Thermal energy storage | 581.1139 | 9.786%
|  | Thermal energy storage | 659.9554 | 14.83% |  | Power block | 928.1129 | 15.63%
|  | HTF system | 470.0014 | 10.56% |  | BoP and engineering | 205.1193 | 3.454%
|  | Power block | 834.0096 | 18.74% |  | Receiver | 819.0841 | 13.79%
|  | Solar field | 1345.4618 | 30.24% |  | Heliostat field | 1652.1185 | 27.82%
|  | Total | 4449.44 | 100% |  | Total | 5938.28 | 100%

## Fig 5.3
Figure 5.3 CSP total installed costs by project size, collector type and amount of storage, 2010-2021
| 2021 USD/kW | 2010 | 2011 | 2012 | 2013 | 2014 | 2015 | 2016 | 2017 | 2018 | 2019 | 2020 | 2021
| MIN Total installed costs | 3874.5223 | 8219.7403 | 6514.6549 | 2827.8051 | 3144.447 | 8051.086 | 7037.9482 | 9609.1838 | 3337.083 | 3883.7289 | 4449.444 | 9090.9091
| MAX Total installed costs | 13304.0264 | 19264.4066 | 19197.357 | 9930.5253 | 7737.6681 | 9520.4092 | 12509.3749 | 9609.1838 | 7640.0119 | 9063.6624 | 5339.3328 | 9090.9091

## Fig 5.4
Figure 5.4 Capacity factor trends for CSP plants by direct normal irradiance and storage duration, 2010-2021
Capacity factor
|  | 5th Percentile | 95th Percentile
| No storage | 21.83% | 30.04%
| 0 to 4 hours | 20.39% | 41.95%
| 4 to 8 hours | 31.85% | 44.82%
| 8 to 10 hours | 40.32% | 52.29%
| 10+ hours | 47.74% | 76.79%

## Fig 5.5
Figure 5.5 Average project size and average storage hours of CSP projects, 2010-2021
| Project size MW | 2010 | 2011 | 2012 | 2013 | 2014 | 2015 | 2016 | 2017 | 2018 | 2019 | 2020 | 2021
| 5th percentile | 50 | 19.95 | 29.625 | 43.75 | 50 | 55 | 44.9 | 52.5 | 50 | 45.8 | 52.5 | 110
| Average | 54.1667 | 44.5364 | 50.125 | 75.3125 | 165.875 | 86.6667 | 76 | 75 | 121.4286 | 70.4444 | 75 | 110
| 95th percentile | 68.75 | 50 | 52.5 | 163.75 | 332.55 | 109 | 143.5 | 97.5 | 200 | 120.6 | 97.5 | 110
| Storage hours | 2010 | 2011 | 2012 | 2013 | 2014 | 2015 | 2016 | 2017 | 2018 | 2019 | 2020 | 2021
| 5th percentile | 0 | 0 | 0 | 0 | 0 | 2.875 | 2.1 | 5.5 | 4.95 | 1.575 | 10.15 | 17.5
| Weighted average | 3.4615 | 5.2021 | 1.9601 | 2.7427 | 0 | 5.1923 | 3.4375 | 3.6667 | 9.1176 | 4.7161 | 11 | 17.5
| 95th percentile | 7.5 | 11.25 | 8 | 9 | 0 | 9.625 | 8.67 | 5.5 | 13.8 | 9.65 | 12.85 | 17.5

## Table 5.1
Table 5.1 All-in (insurance included) O&M cost estimates for CSP plants in selected markets, 2019-2020
| Country | Parabolic trough collectors | Solar tower
|  | (2021 USD/kWh) | (2021 USD/kWh)
| Argentina | 0.026 | 0.024
| Australia | 0.028 | 0.027
| Brazil | 0.021 | 0.021
| China | 0.022 | 0.019
| France | 0.033 | 0.028
| India | 0.016 | 0.016
| Italy | 0.026 | 0.024
| Mexico | 0.017 | 0.016
| Morocco | 0.013 | 0.012
| Russian Federation | 0.025 | 0.023
| Saudi Arabia | 0.012 | 0.011
| South Africa | 0.013 | 0.012
| Spain | 0.025 | 0.023
| Türkiye | 0.019 | 0.017
| United Arab Emirates | 0.019 | 0.021
| United States of America | 0.025 | 0.022
Source: IRENA Renewable Cost Database

## Fig 5.7
Figure 5.7 LCOE for CSP projects by technology and storage duration, 2010-2021
| 2021 USD/kWh | 2010 | 2011 | 2012 | 2013 | 2014 | 2015 | 2016 | 2017 | 2018 | 2019 | 2020 | 2021
| MIN LCOE | 0.26138 | 0.23308 | 0.20302 | 0.12177 | 0.14184 | 0.16575 | 0.25857 | 0.25238 | 0.076039 | 0.10734 | 0.096046 | 0.11424
| Weighted average | 0.358 | 0.34665 | 0.33757 | 0.24889 | 0.21638 | 0.22389 | 0.24727 | 0.20621 | 0.1491 | 0.21183 | 0.10665 | 0.11424
| MAX LCOE | 0.41499 | 0.48195 | 0.50846 | 0.35899 | 0.29055 | 0.29873 | 0.31442 | 0.25238 | 0.23372 | 0.40409 | 0.11196 | 0.11424

## Fig 5.8
Figure 5.8 Reduction in LCOE for CSP projects, 2010-2020, by source
2021 USD/kWh
| LCOE 2010 | 0.358 | Share
| Total installed cost | -0.16176 | 64.35%
| Capacity factor | -0.043627 | 17.36%
| O&M | -0.023996 | 9.547%
| WACC | -0.021971 | 8.741%
| LCOE 2020 | 0.10665

## Fig B5.1
Figure B5.1 Trough aperture width trends for PTC CSP plants (2010-2018/2020)
|  | 2010 | 2018-2020
| Weighted average trough aperture width (m) | 5.694 | 7.039
| % Difference |  | 24%

## Fig B5.2
Figure B5.2 Receiver outlet temperatures and turbine efficiency trends for CSP plants (2010-2019)
| Measure Names | Year operational (copy) | Receiver outlet temperature Celsius W AV | Turbine efficiency percent w av
| Turbine efficiency percent w av | 2010 |  | 0.38136
| Turbine efficiency percent w av | 2019 |  | 0.44
| Receiver outlet temperature Celsius W AV | 2010 | 395.8971
| Receiver outlet temperature Celsius W AV | 2019 | 485
Weighed average receiver outlet temperature (°C)
Weighed average turbine efficiency

## Fig 6.1
Figure 6.1 Global weighted average total installed costs, capacity factors and LCOE for hydropower, 2010-2021
Hydropower 2010-2021
Total installed cost (2021 USD/kW)
|  | 2010 | 2011 | 2012 | 2013 | 2014 | 2015 | 2016 | 2017 | 2018 | 2019 | 2020 | 2021
| 5th percentile | 842.3089 | 889.634 | 916.6283 | 919.6217 | 979.6834 | 989.0709 | 892.3783 | 990.8855 | 949.1697 | 1088.0011 | 1174.3642 | 1235.1092
| Weighted average | 1315.16 | 1295.91 | 1385.37 | 1566.34 | 1794.53 | 1578.53 | 1870.69 | 1919.64 | 1504.81 | 1786.53 | 1939.47 | 2135.03
| 95th percentile | 3063.5715 | 2846.9495 | 3528.2822 | 3626.4735 | 4602.3377 | 4613.4685 | 5750.7582 | 7011.1448 | 4111.1061 | 4108.8873 | 7404.0334 | 5071.3333
Capacity factor (%)
|  | 2010 | 2011 | 2012 | 2013 | 2014 | 2015 | 2016 | 2017 | 2018 | 2019 | 2020 | 2021
| 5th percentile | 30.93% | 31.42% | 30.44% | 32.65% | 33.84% | 32.71% | 30.85% | 23.3% | 26.88% | 34.61% | 29.09% | 31.55%
| Weighted average | 44% | 44% | 46% | 50% | 49% | 51% | 50% | 47% | 46% | 48% | 45% | 45%
| 95th percentile | 65.93% | 65.53% | 68.06% | 70.76% | 75.24% | 79.85% | 69.38% | 69.09% | 70.47% | 70.19% | 74.32% | 74%
LCOE (2021 USD/kWh)
|  | 2010 | 2011 | 2012 | 2013 | 2014 | 2015 | 2016 | 2017 | 2018 | 2019 | 2020 | 2021
| 5th percentile | 0.020885 | 0.021254 | 0.022516 | 0.022512 | 0.023082 | 0.023449 | 0.027319 | 0.028294 | 0.026922 | 0.024244 | 0.026964 | 0.031787
| Weighted average | 0.038883 | 0.036561 | 0.038038 | 0.042512 | 0.042457 | 0.036572 | 0.048389 | 0.050722 | 0.039837 | 0.041409 | 0.045966 | 0.0483
| 95th percentile | 0.086861 | 0.071982 | 0.083609 | 0.091159 | 0.11396 | 0.10745 | 0.14716 | 0.1788 | 0.098295 | 0.098503 | 0.1358 | 0.11697

## Fig 6.2
Figure 6.2 Total installed costs by project and global weighted average for hydropower, 2010-2021
Total installed costs (2021 USD/kW)
Hydropower
| Year | 5th percentile | Weighted average | 95th percentile
| 2010 | 842.0823 | 1315.04 | 3026.4356
| 2011 | 889.5898 | 1295.83 | 2816.3146
| 2012 | 916.6283 | 1385.37 | 3528.2822
| 2013 | 919.5669 | 1566.3 | 3599.3894
| 2014 | 979.6834 | 1794.53 | 4602.3377
| 2015 | 989.0709 | 1578.53 | 4613.4685
| 2016 | 892.3783 | 1870.69 | 5750.7582
| 2017 | 990.8855 | 1919.64 | 7011.1448
| 2018 | 938.0999 | 1504.8 | 4146.1968
| 2019 | 1086.2841 | 1786.5 | 4040.1925
| 2020 | 1163.185 | 1939.11 | 7433.1682
| 2021 | 1231.6729 | 2134.99 | 4297.6667

## Fig 6.3
Figure 6.3 Total installed costs for small and large hydropower projects and the global weighted-average, 2010-2021
Total installed costs (2021 USD/kW)
Large Hydropower
| Year | 5th percentile | Weighted average | 95th percentile
| 2010 | 846.2392 | 1290.88 | 2861.4183
| 2011 | 889.32 | 1261.48 | 2377.9257
| 2012 | 915.9218 | 1343.49 | 3238.92
| 2013 | 919.1831 | 1585.11 | 3554.8822
| 2014 | 989.3208 | 1655.33 | 3796.8291
| 2015 | 1011.4881 | 1500.75 | 4465.2933
| 2016 | 1074.7103 | 1926.84 | 4533.3711
| 2017 | 949.897 | 1871.69 | 7011.1448
| 2018 | 1040.387 | 1512.09 | 3589.1563
| 2019 | 1084.9819 | 1778.64 | 3508.6029
| 2020 | 1084.8081 | 1934.07 | 7855.4025
| 2021 | 1185.5951 | 2134.99 | 3500
Small Hydropower
| Year | 5th percentile | Weighted average | 95th percentile
| 2010 | 854.3009 | 1388.15 | 3113.501
| 2011 | 890.6049 | 1485.22 | 3038.3303
| 2012 | 916.9494 | 1605.17 | 3533.7734
| 2013 | 1006.0641 | 1794.87 | 3281.4166
| 2014 | 925.4242 | 2398.53 | 6758.0623
| 2015 | 973.8752 | 1867.46 | 2949.2465
| 2016 | 1468.4546 | 2328.26 | 6143.3377
| 2017 | 2483.4688 | 3330.4 | 4252.2048
| 2018 | 1227.5936 | 2616.69 | 3665.1138
| 2019 | 940.0564 | 2349.41 | 3717.0906
| 2020 | 1423.8041 | 2547.5 | 5462.0104
| 2021 | 1441.8757 | 1999.66 | 5201.0839

## Fig 6.4
Figure 6.4 Distribution of total installed costs of large and small hydropower projects by capacity, 2010-2015 and 2016-2021
| Large Hydropower | [5 empty] | Small Hydropower
|  | 2010-2015 |  |  | 2016-2021 |  |  | 2010-2015 |  |  | 2016-2021
| Total investment (Bins) 2021 USD/kW | Percentage of capacity | Capacity (MW) | Total investment (Bins) 2021 USD/kW | Percentage of capacity | Capacity (MW) | Total investment (Bins) 2021 USD/kW | Percentage of capacity | Capacity (MW) | Total investment (Bins) 2021 USD/kW | Percentage of capacity | Capacity (MW)
| 400 | 2.836% | 6849 | 400 | 0.7053% | 1142.5 | 600 | 2.29% | 107.06 | 400 | 1.042% | 10
| 600 | 4.526% | 10928.62 | 600 | 3.594% | 5821.2 | 800 | 15.84% | 740.68 | 800 | 1.042% | 10
| 800 | 10.59% | 25566.29 | 800 | 7.702% | 12477.2 | 1000 | 18.11% | 846.62 | 1000 | 1.914% | 18.37
| 1000 | 26.05% | 62898.16 | 1000 | 15.25% | 24705.5 | 1200 | 15.63% | 730.91 | 1200 | 4.249% | 40.77
| 1200 | 16.47% | 39779.39 | 1200 | 11.88% | 19250.35 | 1400 | 13.67% | 639.291 | 1400 | 12.22% | 117.29
| 1400 | 9.97% | 24074.8 | 1400 | 9.955% | 16125.8 | 1600 | 7.782% | 363.8834 | 1600 | 8.769% | 84.14
| 1600 | 7.099% | 17142.4 | 1600 | 11.14% | 18039.34 | 1800 | 5.427% | 253.751 | 1800 | 15.84% | 151.95
| 1800 | 6.846% | 16530.9 | 1800 | 7.376% | 11948.415 | 2000 | 3.894% | 182.08 | 2000 | 10.79% | 103.523
| 2000 | 4.193% | 10125.605 | 2000 | 9.766% | 15819.91 | 2200 | 3.859% | 180.456 | 2200 | 8.828% | 84.705
| 2200 | 2.323% | 5608.536 | 2200 | 7.506% | 12158.82 | 2400 | 2.005% | 93.74 | 2400 | 6.582% | 63.153
| 2400 | 1.763% | 4256.48 | 2400 | 1.925% | 3118.565 | 2600 | 1.738% | 81.28 | 2600 | 4.335% | 41.6
| 2600 | 1.337% | 3227.17 | 2600 | 2.206% | 3572.913 | 2800 | 1.302% | 60.87 | 2800 | 2.72% | 26.1
| 2800 | 2.401% | 5796.631 | 2800 | 1.835% | 2972.03 | 3000 | 1.755% | 82.053 | 3000 | 1.417% | 13.6
| 3000 | 0.5833% | 1408.56 | 3000 | 1.237% | 2004.36 | 3200 | 1.442% | 67.448 | 3200 | 1.852% | 17.77
| 3200 | 0.2859% | 690.44 | 3200 | 1.454% | 2355.18 | 3400 | 0.9538% | 44.6 | 3400 | 3.063% | 29.39
| 3400 | 0.3178% | 767.47 | 3400 | 1.991% | 3224.735 | 3600 | 0.6694% | 31.3 | 3600 | 0.3126% | 3
| 3600 | 0.5229% | 1262.62 | 3600 | 0.3247% | 526 | 3800 | 0.4021% | 18.8 | 3800 | 1.932% | 18.54
| 3800 | 0.2588% | 624.88 | 3800 | 0.786% | 1273.3 | 4000 | 0.6397% | 29.911 | 4000 | 2.323% | 22.29
| 4000 | 0.1348% | 325.6 | 4000 | 0.2545% | 412.2 | 4200 | 0.4438% | 20.75 | 4200 | 1.428% | 13.7
| 4200 | 0.2706% | 653.4 | 4200 | 0.1217% | 197.1 | 4400 | 0.1809% | 8.46 | 4400 | 3.808% | 36.54
| 4400 | 0.3768% | 909.9 | 4400 | 0.8426% | 1365 | 4600 | 0.07058% | 3.3 | 4800 | 0.8337% | 8
| 4600 | 0.2022% | 488.265 | 4600 | 0.6704% | 1086 | 4800 | 0.0755% | 3.53 | 5000 | 1.251% | 12
| 4800 | 0.02926% | 70.65 | 4800 | 0.1886% | 305.5 | 5000 | 0.1625% | 7.6 | 5600 | 0.03126% | 0.3
| 5000 | 0.03036% | 73.3 | 5000 | 0.009877% | 16 | 5200 | 0.1782% | 8.33 | 5800 | 0.6982% | 6.7
| 5200 | 0.07421% | 179.2 | 5200 | 0.07902% | 128 | 5600 | 0.2246% | 10.5 | 6200 | 0.8337% | 8
| 5400 | 0.04473% | 108 | 5600 | 0.04945% | 80.1 | 5800 | 0.07271% | 3.4 | 6800 | 0.2918% | 2.8
| 5600 | 0.06484% | 156.57 | 5800 | 0.03321% | 53.8 | 6200 | 0.1283% | 6 | 7000 | 0.04169% | 0.4
| 5800 | 0.08097% | 195.5 | 6000 | 0.01482% | 24 | 6400 | 0.02139% | 1 | 7400 | 0.1876% | 1.8
| 6000 | 0.01035% | 25 | 6200 | 0.03778% | 61.2 | 6600 | 0.08555% | 4 | 8800 | 0.273% | 2.62
| 6400 | 0.05632% | 136 | 6400 | 0.4522% | 732.5 | 6800 | 0.06031% | 2.82 | 13800 | 0.2084% | 2
| 6600 | 0.02195% | 53 | 6800 | 0.1309% | 212 | 7000 | 0.1989% | 9.3 | 16000 | 0.8858% | 8.5
| 7200 | 0.009008% | 21.75 | 7400 | 0.05741% | 93 | 7800 | 0.1953% | 9.13
| 7400 | 0.0907% | 219.01 | 7800 | 0.04939% | 80 | 8200 | 0.2085% | 9.75
| 8600 | 0.03313% | 80 | 8000 | 0.01012% | 16.4 | 9600 | 0.1711% | 8
| 9200 | 0.02017% | 48.7 | 8400 | 0.0284% | 46 | 10600 | 0.1112% | 5.2
| 10200 | 0.01242% | 30 | 8600 | 0.009877% | 16
| 10800 | 0.01242% | 30 | 9200 | 0.00679% | 11
| 13600 | 0.01657% | 40 | 9800 | 0.3087% | 500
| 15200 | 0.01193% | 28.8 | 11200 | 0.01185% | 19.2
| 17400 | 0.02112% | 51

## Fig 6.5
Figure 6.5 Total installed cost by project and capacity weighted averages for large hydropower projects by country/region, 2010-2021
Total installed costs (2021 USD/kW)
Region | Period | 5th percentile | Weighted average | 95th percentile
Africa | 2010-2015 | 703.172 | 1826 | 5282.7165
Africa | 2016-2021 | 1437.2181 | 2535 | 6653.8357
Brazil | 2010-2015 | 1240.9662 | 1809 | 4651.306
Brazil | 2016-2021 | 1095.3021 | 1521 | 3247.0677
CentralAmericaandtheCaribbean | 2010-2015 | 1373.0787 | 2984 | 4118.2048
CentralAmericaandtheCaribbean | 2016-2021 | 1649.2686 | 3576 | 4596.8092
China | 2010-2015 | 873.591 | 1216 | 1808.155
China | 2016-2021 | 925.9522 | 1596 | 3451.8807
Eurasia | 2010-2015 | 1122.6208 | 1545 | 4406.2714
Eurasia | 2016-2021 | 1033.2472 | 2203 | 3313.7502
Europe | 2010-2015 | 1336.9533 | 2716 | 9216.961
Europe | 2016-2021 | 789.6263 | 2050 | 8367.0235
India | 2010-2015 | 975.6967 | 1664 | 2761.8938
India | 2016-2021 | 807.8872 | 1432 | 2829.2956
MiddleEast | 2010-2015 | 588.4093 | 770 | 2314.6935
MiddleEast | 2016-2021 | 1412.56 | 1787 | 2642.5541
NorthAmerica | 2010-2015 | 1223.3066 | 2802 | 7172.8675
NorthAmerica | 2016-2021 | 1895.885 | 3588 | 7961.4212
Oceania | 2010-2015 | 2751.8341 | 3967 | 4512.9933
Oceania | 2016-2021 | 4127.9476 | 4128 | 4127.9476
OtherAsia | 2010-2015 | 992.4312 | 1561 | 2961.2273
OtherAsia | 2016-2021 | 1015.92 | 1755 | 3715.2132
OtherSouthAmerica | 2010-2015 | 1103.4242 | 2238 | 4114.9714
OtherSouthAmerica | 2016-2021 | 1587.8779 | 2233 | 4954.2969

## Fig 6.6
Figure 6.6 Total installed cost by project and capacity weighted averages for small hydropower projects by country/region, 2010-2021
Total installed costs (2021 USD/kW)
Region | Period | 5th percentile | Weighted average | 95th percentile
Africa | 2010-2015 | 2668.639 | 3350 | 4789.0861
Africa | 2016-2021 | 2580.2995 | 3514 | 5028.4821
Brazil | 2010-2015 | 965.6367 | 2399 | 3609.2373
Brazil | 2016-2021 | 1587.67 | 2213 | 2894.9085
Central America and the Caribbean | 2010-2015 | 1925.147 | 3032 | 4022.7532
China | 2010-2015 | 849.5907 | 1214 | 1587.1254
China | 2016-2021 | 4524.7524 | 4525 | 4524.7524
Eurasia | 2010-2015 | 1351.5231 | 3284 | 6037.626
Eurasia | 2016-2021 | 1416.1272 | 2826 | 4565.3521
Europe | 2010-2015 | 1259.2377 | 4334 | 8728.3867
Europe | 2016-2021 | 1982.2205 | 3492 | 7654.7286
India | 2010-2015 | 1162.9206 | 1804 | 3004.3669
India | 2016-2021 | 1275.3043 | 1864 | 2511.6339
Oceania | 2010-2015 | 3305.9321 | 3485 | 3989.4559
Other Asia | 2010-2015 | 1083.2557 | 1840 | 3708.0049
Other Asia | 2016-2021 | 1223.9113 | 2322 | 4566.7096
Other South America | 2010-2015 | 2019.6043 | 2912 | 4156.8221

## Fig 6.7
Figure 6.7 Large hydropower project LCOE and capacity weighted averages by country/region, 2010-2021
LCOE (2021 USD/kWh)
Region | Period | 5th percentile | Weighted average | 95th percentile
Africa | 2010-2015 | 0.020164 | 0.049515 | 0.12474
Africa | 2016-2021 | 0.029046 | 0.062558 | 0.16999
Brazil | 2010-2015 | 0.027943 | 0.035453 | 0.090157
Brazil | 2016-2021 | 0.033857 | 0.03825 | 0.067199
Central America and the Caribbean | 2010-2015 | 0.043927 | 0.10065 | 0.2293
Central America and the Caribbean | 2016-2021 | 0.044935 | 0.08044 | 0.14664
China | 2010-2015 | 0.020988 | 0.031831 | 0.050807
China | 2016-2021 | 0.021701 | 0.035995 | 0.064944
Eurasia | 2010-2015 | 0.029361 | 0.050369 | 0.11749
Eurasia | 2016-2021 | 0.031825 | 0.059741 | 0.10991
Europe | 2010-2015 | 0.049905 | 0.1303 | 0.36223
Europe | 2016-2021 | 0.0468 | 0.079153 | 0.19542
India | 2010-2015 | 0.035026 | 0.050069 | 0.076613
India | 2016-2021 | 0.025879 | 0.043859 | 0.10503
Middle East | 2010-2015 | 0.042796 | 0.042796 | 0.042796
Middle East | 2016-2021 | 0.044447 | 0.06948 | 0.10187
North America | 2010-2015 | 0.044499 | 0.079466 | 0.14863
North America | 2016-2021 | 0.040927 | 0.065669 | 0.13752
Oceania | 2010-2015 | 0.07152 | 0.13978 | 0.21606
Other Asia | 2010-2015 | 0.028241 | 0.046048 | 0.078178
Other Asia | 2016-2021 | 0.026269 | 0.04466 | 0.08634
Other South America | 2010-2015 | 0.024504 | 0.046328 | 0.075768
Other South America | 2016-2021 | 0.032593 | 0.04616 | 0.10542

## Fig 6.8
Figure 6.8 Small hydropower project LCOE and capacity weighted averages by country/region, 2010-2021
LCOE (2021 USD/kWh)
Region | Period | 5th percentile | Weighted average | 95th percentile
Africa | 2010-2015 | 0.083839 | 0.10032 | 0.13877
Africa | 2016-2021 | 0.064601 | 0.085457 | 0.10902
Brazil | 2010-2015 | 0.028054 | 0.057235 | 0.12738
Brazil | 2016-2021 | 0.042129 | 0.05273 | 0.069756
Central America and the Caribbean | 2010-2015 | 0.055345 | 0.077498 | 0.10329
China | 2010-2015 | 0.020929 | 0.035287 | 0.055706
China | 2016-2021 | 0.1285 | 0.1285 | 0.1285
Eurasia | 2010-2015 | 0.030098 | 0.084577 | 0.17028
Eurasia | 2016-2021 | 0.028598 | 0.059491 | 0.082335
Europe | 2010-2015 | 0.035698 | 0.14776 | 0.40149
Europe | 2016-2021 | 0.052885 | 0.086296 | 0.19092
India | 2010-2015 | 0.03557 | 0.05917 | 0.10276
India | 2016-2021 | 0.04012 | 0.050201 | 0.067573
Oceania | 2010-2015 | 0.11077 | 0.11077 | 0.11077
Other Asia | 2010-2015 | 0.034277 | 0.053841 | 0.096596
Other Asia | 2016-2021 | 0.033234 | 0.055254 | 0.14114
Other South America | 2010-2015 | 0.037722 | 0.061641 | 0.095633
Other South America | 2016-2021 | 0.32153 | 0.32153 | 0.32153

## Table 6.1
Table 6.1 Total installed cost breakdown by component and capacity-weighted averages for 25 hydropower projects in China, India and Sri Lanka, 2010-2016 and Europe 2021
China, India and Sri Lanka 2010-2016
| Project component | Share of total installed costs (%)
|  | Minimum | Weighted average | Maximum
| Civil works | 17 | 45 | 65
| Mechanical equipment | 18 | 33 | 66
| Planning and other | 6 | 16 | 29
| Grid connection | 1 | 6 | 17
| Cost of land | 1 | 3 | 8
Europe 2021
| Type of Hydro | Share of total installed costs (%)
|  | Civil | Mechanical | Electrical
| Large-scale Reservoir Storage (high head) | 70 | 10 | 20
| Large-scale Run of river (low head) | 50 | 30 | 20
| Small-scale Run of river | 50 | 30 | 20
| Pumped storage | 30-50 | 20-30 | 30-40
Source: IRENA Renewable Cost Database and International Hydropower Association (IHA)

## Table 6.2
Table 6.2: Total installed costs for hydropower by project and weighted average by capacity range, 2000-2021
2000-2021
| Capacity (MW) | 5th percentile (2021 USD/kW) | weighted average (2021 USD/kW) | 95th percentile (2021 USD/kW)
| 0-50 | 838 | 1 634 | 3 563
| 51-100 | 875 | 1 842 | 3 762
| 101-150 | 923 | 1 756 | 3 516
| 151-200 | 837 | 1 729 | 3 138
| 201-250 | 920 | 1 789 | 3 404
| 251-300 | 838 | 2 086 | 3 869
| 301-350 | 930 | 1 990 | 4 490
| 351-400 | 675 | 1 691 | 3 294
| 401-450 | 1 197 | 1 995 | 3 064
| 451-500 | 988 | 1 592 | 2 571
| 501-550 | 1 114 | 1 998 | 3 500
| 551-600 | 1 355 | 1 829 | 2 593
| 601-650 | 1 071 | 1 452 | 3 352
| 651-700 | 770 | 1 997 | 2 685
| 701-750 | 966 | 1 442 | 2 034
| 751-800 | 1 071 | 1 574 | 2 222
| 801-850 | 1 178 | 1 833 | 2 626
| 851-900 | 956 | 1 628 | 1 862
| 901-950 | 658 | 1 101 | 1 338

## Table 6.3
Table 6.3 Hydropower project capacity factors and capacity weighted averages for large hydropower projects by country/region, 2010-2021
Large Hydropower
|  | 2010-2015 |  |  | 2016-2021
|  | 5th percentile (%) | Weighted- average (%) | 95th percentile (%) | 5th percentile (%) | Weighted- average (%) | 95th percentile (%)
| Africa | 28 | 47 | 71 | 34 | 54 | 79
| Brazil | 51 | 61 | 80 | 39 | 45 | 57
| Central America | 27 | 48 | 63 | 33 | 51 | 55
| China | 31 | 45 | 57 | 35 | 46 | 55
| Eurasia | 28 | 43 | 61 | 29 | 42 | 66
| Europe | 14 | 41 | 70 | 16 | 35 | 58
| India | 29 | 47 | 63 | 21 | 42 | 60
| North America | 18 | 37 | 78 | 34 | 52 | 72
| Oceania | 25 | 38 | 47 | n.a. | n.a. | n.a.
| Other Asia | 37 | 46 | 65 | 37 | 49 | 74
| Other South America | 46 | 62 | 85 | 47 | 60 | 79

## Table 6.4
Table 6.4 Hydropower project capacity factors and capacity weighted averages for small hydropower projects by country/region, 2010-2021
Small Hydropower
|  | 2010-2015 |  |  | 2016-2021
|  | 5th percentile (%) | Weighted- average (%) | 95th percentile (%) | 5th percentile (%) | Weighted- average (%) | 95th percentile (%)
| Africa | 33 | 56 | 68 | 51 | 55 | 65
| Brazil | 42 | 63 | 88 | 49 | 54 | 59
| Central America | 45 | 59 | 75 | n.a. | n.a. | n.a.
| China | 33 | 46 | 60 | 38 | 38 | 38
| Eurasia | 44 | 58 | 74 | 43 | 58 | 71
| Europe | 23 | 48 | 70 | 28 | 43 | 66
| India | 28 | 50 | 71 | 39 | 54 | 61
| Other Asia | 37 | 50 | 79 | 36 | 56 | 76
| Other South America | 43 | 65 | 82 | n.a. | n.a. | n.a.

## Table 6.5
Table 6.5 Hydropower O&M cost breakdown by project for a sample of 25 projects
| Project Component | Share of total O&M costs (%)
|  | Minimum | Weighted average | Maximum
| Operation costs | 20 | 51 | 61
| Salary | 13 | 39 | 74
| Other | 5 | 16 | 28
| Material | 3 | 4 | 4

## Fig 7.1
Figure 7.1 Global weighted average total installed costs, capacity factors and LCOEs for geothermal, 2010-2021
Geothermal 2010-2021
Total installed cost (2021 USD/kW)
|  | 2010 | 2011 | 2012 | 2013 | 2014 | 2015 | 2016 | 2017 | 2018 | 2019 | 2020 | 2021
| 5th percentile | 1720.7309 |  | 3132.7267 | 2250.6735 | 2053.1139 | 2485.7498 | 2459.9216 | 1884.0122 | 3352.675 | 2120.0571 | 1745.3154 | 2190.2995
| Weighted average | 2713.99 |  | 5508.93 | 3964.83 | 3742.8 | 3665.29 | 3849.44 | 4014.15 | 4353.79 | 4126.8 | 3483.19 | 3991.19
| 95th percentile | 4796.1783 |  | 13824.2981 | 12873.2312 | 8834.3979 | 7510.3508 | 7357.8704 | 7063.7577 | 8679.6393 | 10762.3144 | 5924.9137 | 6093.8488
Capacity factor (%)
|  | 2010 | 2011 | 2012 | 2013 | 2014 | 2015 | 2016 | 2017 | 2018 | 2019 | 2020 | 2021
| 5th percentile | 80% |  | 76.25% | 73.09% | 49.6% | 77.2% | 58.66% | 58.83% | 62.36% | 74% | 75.8% | 58.43%
| Weighted average | 87% |  | 83% | 82% | 84% | 89% | 85% | 81% | 85% | 79% | 81% | 77%
| 95th percentile | 92.24% |  | 94.11% | 91.23% | 91.1% | 92.7% | 90.11% | 90% | 98.3% | 86.34% | 91.19% | 91.32%
LCOE (2021 USD/kWh)
|  | 2010 | 2011 | 2012 | 2013 | 2014 | 2015 | 2016 | 2017 | 2018 | 2019 | 2020 | 2021
| 5th percentile | 0.03768 |  | 0.056125 | 0.039606 | 0.044556 | 0.046596 | 0.052446 | 0.03886 | 0.054377 | 0.045623 | 0.037774 | 0.037155
| Weighted average | 0.050445 |  | 0.085695 | 0.064111 | 0.065335 | 0.058849 | 0.067802 | 0.070917 | 0.067583 | 0.067305 | 0.054264 | 0.067616
| 95th percentile | 0.077093 |  | 0.16202 | 0.1698 | 0.22002 | 0.10484 | 0.1144 | 0.12768 | 0.14673 | 0.12669 | 0.083058 | 0.098879

## Fig 7.2
Figure 7.2 Geothermal power total installed costs by project, technology and capacity, 2007-2021
Total installed costs (2021 USD/kW)
Geothermal
| Year | 5th percentile | Weighted average | 95th percentile
| 2007 | 2187.0942 | 2187.0942 | 2187.0942
| 2008 | 1467.167 | 3337.3879 | 4535.1216
| 2009 | 3599.0078 | 5774.6228 | 36467.4782
| 2010 | 1720.7309 | 2713.9911 | 4796.1783
| 2012 | 3132.7267 | 5508.9314 | 13824.2981
| 2013 | 2250.6735 | 3964.8341 | 12873.2312
| 2014 | 2053.1139 | 3742.7992 | 8834.3979
| 2015 | 2485.7498 | 3665.2864 | 7510.3508
| 2016 | 2459.9216 | 3849.4417 | 7357.8704
| 2017 | 1884.0122 | 4014.1537 | 7063.7577
| 2018 | 3352.675 | 4353.7911 | 8679.6393
| 2019 | 2120.0571 | 4126.7967 | 10762.3144
| 2020 | 1745.3154 | 3483.186 | 5924.9137
| 2021 | 2190.2995 | 3991.1895 | 6093.8488

## Fig 7.3
Figure 7.3 Capacity factors of geothermal power plants by technology and project size, 2007-2021
Capacity factors (%)
Geothermal
| Year | 5th percentile | Weighted average | 95th percentile
| 2007 | 80% | 80% | 80%
| 2008 | 82.11% | 88.33% | 90%
| 2009 | 69.56% | 73.06% | 82.1%
| 2010 | 80% | 86.97% | 92.24%
| 2012 | 76.25% | 83.32% | 94.11%
| 2013 | 73.09% | 82.41% | 91.23%
| 2014 | 49.6% | 84.13% | 91.1%
| 2015 | 77.2% | 88.96% | 92.7%
| 2016 | 58.66% | 84.86% | 90.11%
| 2017 | 58.83% | 80.98% | 90%
| 2018 | 62.36% | 85.1% | 98.3%
| 2019 | 74% | 79.42% | 86.34%
| 2020 | 75.8% | 80.58% | 91.19%
| 2021 | 58.43% | 76.97% | 91.32%

## Fig 7.4
Figure 7.4 LCOE of geothermal power projects by technology and project size, 2007-2021
LCOE (2021 USD/kWh)
Geothermal
| Year | 5th percentile | Weighted average | 95th percentile
| 2007 | 0.050078 | 0.050078 | 0.050078
| 2008 | 0.037649 | 0.055425 | 0.066194
| 2009 | 0.070996 | 0.095317 | 0.46593
| 2010 | 0.03768 | 0.050445 | 0.077093
| 2012 | 0.056125 | 0.085695 | 0.16202
| 2013 | 0.039606 | 0.064111 | 0.1698
| 2014 | 0.044556 | 0.065335 | 0.22002
| 2015 | 0.046596 | 0.058849 | 0.10484
| 2016 | 0.052446 | 0.067802 | 0.1144
| 2017 | 0.03886 | 0.070917 | 0.12768
| 2018 | 0.054377 | 0.067583 | 0.14673
| 2019 | 0.045623 | 0.067305 | 0.12669
| 2020 | 0.037774 | 0.054264 | 0.083058
| 2021 | 0.037155 | 0.067616 | 0.098879

## Fig 8.1
Figure 8.1 Global weighted average total installed costs, capacity factors and LCOEs for bioenergy, 2010-2021
Bioenergy 2010-2021
Total installed cost (2021 USD/kW)
|  | 2010 | 2011 | 2012 | 2013 | 2014 | 2015 | 2016 | 2017 | 2018 | 2019 | 2020 | 2021
| 5th percentile | 740.9916 | 522.1745 | 818.279 | 1003.0709 | 938.5836 | 1072.7591 | 1179.7023 | 1357.5993 | 1075.3836 | 1211.8635 | 1117.498 | 1675.15
| Weighted average | 2713.57 | 1365.11 | 1567.34 | 3174.58 | 3127.1 | 2717.47 | 2280.53 | 3037.77 | 1775.46 | 2274.23 | 2634.36 | 2352.77
| 95th percentile | 5058.1272 | 5453.4321 | 5035.8628 | 8602.941 | 14783.3037 | 16730.3929 | 13504.5971 | 10349.7145 | 9819.1958 | 10727.5128 | 6199.8429 | 10939.6688
Capacity factor (%)
|  | 2010 | 2011 | 2012 | 2013 | 2014 | 2015 | 2016 | 2017 | 2018 | 2019 | 2020 | 2021
| 5th percentile | 30.62% | 37.91% | 42.63% | 41.45% | 42.76% | 63% | 60.45% | 65% | 44.24% | 61.82% | 51.14% | 60.15%
| Weighted average | 72% | 68% | 64% | 74% | 75% | 75% | 67% | 86% | 76% | 70% | 70% | 68%
| 95th percentile | 91.7% | 93% | 90.41% | 93% | 93% | 93% | 88.81% | 94.1% | 92.73% | 93.57% | 87.65% | 82%
LCOE (2021 USD/kWh)
|  | 2010 | 2011 | 2012 | 2013 | 2014 | 2015 | 2016 | 2017 | 2018 | 2019 | 2020 | 2021
| 5th percentile | 0.040497 | 0.03576 | 0.038785 | 0.046368 | 0.04706 | 0.038956 | 0.055315 | 0.054766 | 0.047767 | 0.053345 | 0.042216 | 0.060898
| Weighted average | 0.078189 | 0.056684 | 0.061879 | 0.082198 | 0.082375 | 0.072771 | 0.071178 | 0.07107 | 0.05536 | 0.063933 | 0.072473 | 0.067343
| 95th percentile | 0.14401 | 0.15471 | 0.1358 | 0.17652 | 0.31465 | 0.35703 | 0.23753 | 0.19695 | 0.27581 | 0.23879 | 0.1446 | 0.13862

## Fig 8.2
Figure 8.2 Total installed costs of bioenergy power generation projects by selected feedstocks and country/region, 2000-2021
Total installed costs (2021 USD/kW)
Bioenergy
Bagasse
|  | 5th percentile | Weighted average | 95th percentile
| China | 1317.6591 | 1562.67 | 1743.435
| Europe | 3691.3447 | 4004.45 | 5749.245
| India | 532.7128 | 1032.61 | 2079.5081
| North America | 1393.6744 | 1393.67 | 1393.6744
| Rest of the world | 458.5037 | 1818.07 | 4882.3272
Landfill gas
|  | 5th percentile | Weighted average | 95th percentile
| China | 1335.0829 | 2888.36 | 4292.722
| Europe | 3548.5581 | 3565.9 | 3658.0027
| India | 2269.3093 | 2746.03 | 4513.3755
| North America | 619.212 | 3021.68 | 5108.9138
| Rest of the world | 964.4521 | 1949.7 | 4635.7558
Other vegetal and agricultural waste
|  | 5th percentile | Weighted average | 95th percentile
| China | 986.1639 | 1463.68 | 1966.7927
| Europe | 1868.6962 | 3972.94 | 6504.6945
| India | 916.8543 | 1252.77 | 1630.4596
| North America | 3250.9399 | 4677.12 | 5636.9335
| Rest of the world | 715.0642 | 1631.64 | 3438.8903
Rice husks
|  | 5th percentile | Weighted average | 95th percentile
| China | 656.3752 | 1399.35 | 1905.599
Europe
| India | 793.0432 | 1168.36 | 1780.9227
North America
| Rest of the world | 1617.415 | 2134.34 | 3594.4251
Wood waste
|  | 5th percentile | Weighted average | 95th percentile
| China | 827.3546 | 1346.2 | 2166.2909
| Europe | 2461.7013 | 4356.71 | 7694.2918
| India | 600.2374 | 1066.11 | 1360.5688
| North America | 1853.7437 | 4015.45 | 6508.6543
| Rest of the world | 614.9559 | 2986.52 | 5061.7591
Renewable Municipal Waste
|  | 5th percentile | Weighted average | 95th percentile
| China | 1725.6887 | 3568.94 | 5497.3394
| Europe | 1241.2284 | 4762.11 | 6998.3961
| India | 1148.9826 | 1460.64 | 2220.3451
| North America | 2713.3825 | 3815.57 | 6290.2913
| Rest of the world | 1036.0414 | 1036.04 | 1036.0414

## Fig 8.3
Figure 8.3 Total installed costs of bioenergy power generation projects for different capacity ranges by country/region, 2000-2021
Total installed costs (2021 USD/kW)
Bioenergy
| Bin size (MW) |  | China | India | Europe | North America | Rest of the world
| 0-5 | 5th percentile | 1307.8312 | 2844.381 | 505.3775 | 592.0392 | 896.9398
|  | Weighted average | 2129.73 | 5221.64 | 1654.32 | 3331.05 | 2425.93
|  | 95th percentile | 3266.7431 | 6997.0878 | 3685.8125 | 5997.1875 | 5231.2404
| 5-10 | 5th percentile | 1532.8519 | 2377.2357 | 603.314 | 1330.3926 | 614.8231
|  | Weighted average | 3282.35 | 4581.77 | 1217.14 | 3345.77 | 2055.05
|  | 95th percentile | 6006.21 | 7030.264 | 1961.2282 | 6908.2519 | 3387.8911
| 10-15 | 5th percentile | 995.5803 | 3553.9909 | 859.7548 | 1412.308 | 756.4374
|  | Weighted average | 2253.59 | 5431.81 | 1312.53 | 3617.66 | 2197.3
|  | 95th percentile | 3856.4162 | 6832.235 | 1825.3687 | 5724.6847 | 5792.593
| 15-20 | 5th percentile | 914.0469 | 1114.1017 | 922.5838 | 2852.0381 | 1512.6952
|  | Weighted average | 2473.9 | 3092.28 | 1297.62 | 3702.64 | 3294.42
|  | 95th percentile | 4217.7885 | 4929.3647 | 2107.638 | 5205.5026 | 5429.7498
| 20-25 | 5th percentile | 643.192 | 4802.5137 | 581.263 | 3077.8655 | 834.5325
|  | Weighted average | 1782.78 | 5892.3 | 1024.63 | 3816.95 | 2590.04
|  | 95th percentile | 3382.064 | 7321.6645 | 1433.3228 | 4726.3115 | 4714.5615
| 25-30 | 5th percentile | 994.2497 | 3906.4383 | 846.2077 | 1485.6883 | 937.1378
|  | Weighted average | 1593.95 | 5365 | 1072.37 | 2550.9 | 1949.28
|  | 95th percentile | 1949.8382 | 7375.7637 | 1282.1963 | 4237.1593 | 3517.234
| 30-35 | 5th percentile | 1272.8973 | 1621.8809 | 628.2216 | 3772.4066 | 1398.2063
|  | Weighted average | 1537.61 | 4855.42 | 736.1 | 5068.52 | 2337.56
|  | 95th percentile | 1844.9254 | 7029.3466 | 806.8879 | 6364.6412 | 3932.45
| 35-40 | 5th percentile | 440.5841 | 2121.3654 | 1603.2559 | 4618.6635 | 616.0774
|  | Weighted average | 1686.56 | 4328.01 | 1603.26 | 5676.2 | 1702.42
|  | 95th percentile | 3363.6912 | 6669.4105 | 1603.2559 | 6686.8314 | 3483.3219
| 40-45 | 5th percentile | 3614.4409 | 3981.1827 | 483.1387 | 2504.5089 | 424.8727
|  | Weighted average | 3614.44 | 5062.28 | 483.14 | 4422.02 | 1362.39
|  | 95th percentile | 3614.4409 | 6086.3206 | 483.1387 | 6200.336 | 2230.2151
| 45-50 | 5th percentile | 1422.0055 | 1960.0341 | 1116.5721 | 4064.8571 | 4378.049
|  | Weighted average | 1500.75 | 4119.03 | 1116.57 | 4254.55 | 4660.27
|  | 95th percentile | 1627.3067 | 6851.8776 | 1116.5721 | 4444.2366 | 4945.7332
| 50-55 | 5th percentile | 943.4511 |  | 2589.3133 | 2305.9515 | 1354.5161
|  | Weighted average | 1600.37 |  | 3387.97 | 3668.91 | 3066.72
|  | 95th percentile | 2960.1428 |  | 4511.8854 | 5753.1297 | 4672.5034

## Fig 8.4
Figure 8.4 Project capacity factors and weighted averages of selected feedstocks for bioenergy power generation projects by country and region, 2000-2021
Capacity factors (%)
Bioenergy
|  |  | China | Europe | India | North America | Rest of the world
| Bagasse | 5th percentile | 54.37% | 82% | 24.59% | 38.98% | 30.77%
|  | Weighted average | 59% | 82% | 51% | 39% | 51%
|  | 95th percentile | 61.61% | 90.39% | 87.4% | 38.98% | 83.17%
| Landfill gas | 5th percentile | 33.33% | 82.51% | 46.07% | 49.95% | 29.24%
|  | Weighted average | 57% | 84% | 59% | 75% | 59%
|  | 95th percentile | 87.25% | 91.69% | 71.07% | 93% | 92.73%
| Other vegetal and agricultural waste | 5th percentile | 52.5% | 78.14% | 56.63% | 93% | 55.93%
|  | Weighted average | 63% | 85% | 68% | 93% | 75%
|  | 95th percentile | 74.37% | 91.32% | 82.37% | 95.46% | 91.32%
| Rice husks | 5th percentile | 48.21% |  | 63.4% |  | 65.39%
|  | Weighted average | 61% |  | 72% |  | 79%
|  | 95th percentile | 74.86% |  | 90.41% |  | 90.44%
| Wood waste | 5th percentile | 51.57% | 61.7% | 72.09% | 66% | 48.63%
|  | Weighted average | 68% | 79% | 73% | 88% | 76%
|  | 95th percentile | 89.63% | 86.6% | 74.03% | 93% | 90.85%
| Renewable Municipal Waste | 5th percentile | 57.18% | 62.95% | 75% | 46.99% | 79%
|  | Weighted average | 63% | 77% | 75% | 60% | 79%
|  | 95th percentile | 65% | 89.67% | 75% | 93% | 79%

## Fig 8.5
Figure 8.5 LCOE by project and weighted averages of bioenergy power generation projects by feedstock and country/region, 2000-2021
LCOE (2021 USD/kWh)
Bioenergy
|  | 5th percentile | Weighted average | 95th percentile
| China | 0.045383 | 0.059512 | 0.11823
| Europe | 0.050753 | 0.088321 | 0.24039
| India | 0.038956 | 0.05781 | 0.10353
| North America | 0.048268 | 0.09665 | 0.18289
| Rest of the world | 0.038077 | 0.070207 | 0.14647

## Fig 8.6
Figure 8.6 LCOE and capacity factor by project of selected feedstocks for bioenergy power generation projects, 2000-2021
Selected feedstock project capacity factor (%) and LCOE (2021 USD/kWh)
Bioenergy
| Product | Capacity factor (%) | LCOE (2021 USD/kWh)
| Bagasse | 97.68% | 0.037093
| Bagasse | 94% | 0.077622
| Bagasse | 91.51% | 0.17032
| Bagasse | 91.32% | 0.11902
| Bagasse | 90.41% | 0.046065
| Bagasse | 90.41% | 0.032979
| Bagasse | 90% | 0.087651
| Bagasse | 84.93% | 0.053152
| Bagasse | 83.41% | 0.056363
| Bagasse | 82.19% | 0.045154
| Bagasse | 82.19% | 0.034524
| Bagasse | 82% | 0.10571
| Bagasse | 82% | 0.089118
| Bagasse | 82% | 0.088131
| Bagasse | 82% | 0.087144
| Bagasse | 82% | 0.086197
| Bagasse | 82% | 0.086157
| Bagasse | 82% | 0.08517
| Bagasse | 81.8% | 0.047395
| Bagasse | 78.9% | 0.04615
| Bagasse | 75.81% | 0.047964
| Bagasse | 75.02% | 0.11306
| Bagasse | 74.64% | 0.12342
| Bagasse | 72.25% | 0.075824
| Bagasse | 71.61% | 0.051762
| Bagasse | 71.48% | 0.05638
| Bagasse | 70.27% | 0.051167
| Bagasse | 70% | 0.039057
| Bagasse | 70% | 0.033678
| Bagasse | 67.54% | 0.09398
| Bagasse | 65.45% | 0.046677
| Bagasse | 64.88% | 0.05179
| Bagasse | 64.04% | 0.057533
| Bagasse | 63.9% | 0.055331
| Bagasse | 63.04% | 0.063763
| Bagasse | 63% | 0.069327
| Bagasse | 62% | 0.068723
| Bagasse | 62% | 0.063307
| Bagasse | 61.51% | 0.088263
| Bagasse | 61.16% | 0.061391
| Bagasse | 61.16% | 0.060919
| Bagasse | 60.07% | 0.061001
| Bagasse | 60.07% | 0.059428
| Bagasse | 60% | 0.18516
| Bagasse | 60% | 0.075109
| Bagasse | 60% | 0.064357
| Bagasse | 60% | 0.057639
| Bagasse | 60% | 0.043845
| Bagasse | 59.93% | 0.082751
| Bagasse | 58.71% | 0.042288
| Bagasse | 58.71% | 0.041833
| Bagasse | 57.08% | 0.046286
| Bagasse | 56.16% | 0.05428
| Bagasse | 54.37% | 0.05835
| Bagasse | 54.37% | 0.057209
| Bagasse | 52.14% | 0.054776
| Bagasse | 52.1% | 0.073693
| Bagasse | 51.89% | 0.037688
| Bagasse | 51% | 0.067021
| Bagasse | 50.88% | 0.049216
| Bagasse | 49.43% | 0.060355
| Bagasse | 49.12% | 0.077648
| Bagasse | 49% | 0.16176
| Bagasse | 49% | 0.11847
| Bagasse | 46.15% | 0.078532
| Bagasse | 45.97% | 0.081989
| Bagasse | 45.15% | 0.063352
| Bagasse | 44.75% | 0.12386
| Bagasse | 44.43% | 0.073752
| Bagasse | 44.4% | 0.074559
| Bagasse | 43.84% | 0.037979
| Bagasse | 43.84% | 0.038175
| Bagasse | 43.57% | 0.042491
| Bagasse | 41.32% | 0.07092
| Bagasse | 41.1% | 0.068467
| Bagasse | 41.1% | 0.067429
| Bagasse | 40.89% | 0.066123
| Bagasse | 40.41% | 0.048187
| Bagasse | 39.82% | 0.057499
| Bagasse | 39.47% | 0.070001
| Bagasse | 39.47% | 0.068929
| Bagasse | 39.29% | 0.062076
| Bagasse | 39.04% | 0.056582
| Bagasse | 38.98% | 0.07318
| Bagasse | 37.78% | 0.069535
| Bagasse | 34.45% | 0.045608
| Bagasse | 33.96% | 0.084594
| Bagasse | 32.21% | 0.072818
| Bagasse | 32.21% | 0.071225
| Bagasse | 31.78% | 0.053943
| Bagasse | 31.69% | 0.05415
| Bagasse | 29.97% | 0.066087
| Bagasse | 29.87% | 0.081537
| Bagasse | 29.7% | 0.070637
| Bagasse | 28.12% | 0.059104
| Bagasse | 27.71% | 0.091981
| Bagasse | 27.4% | 0.054849
| Bagasse | 25.62% | 0.061633
| Bagasse | 23.32% | 0.085663
| Bagasse | 19.03% | 0.074266
| Bagasse | 16.34% | 0.1469
| Bagasse | 16.01% | 0.2162
| Bagasse | 15.89% | 0.10772
| Bagasse | 13.56% | 0.26187
| Landfill gas | 100% | 0.10706
| Landfill gas | 96.75% | 0.053877
| Landfill gas | 95.89% | 0.064525
| Landfill gas | 95.13% | 0.052494
| Landfill gas | 95% | 0.069999
| Landfill gas | 93.27% | 0.07561
| Landfill gas | 93% | 0.13898
| Landfill gas | 93% | 0.096862
| Landfill gas | 93% | 0.089817
| Landfill gas | 93% | 0.080216
| Landfill gas | 93% | 0.058593
| Landfill gas | 93% | 0.050533
| Landfill gas | 92.91% | 0.086797
| Landfill gas | 92.2% | 0.075307
| Landfill gas | 92.01% | 0.078778
| Landfill gas | 91.32% | 0.070078
| Landfill gas | 91.32% | 0.054697
| Landfill gas | 91.32% | 0.042081
| Landfill gas | 90.54% | 0.044164
| Landfill gas | 89.04% | 0.069917
| Landfill gas | 87.52% | 0.075517
| Landfill gas | 87.52% | 0.074092
| Landfill gas | 86.18% | 0.10816
| Landfill gas | 85.24% | 0.10178
| Landfill gas | 84.94% | 0.056991
| Landfill gas | 84.52% | 0.064711
| Landfill gas | 84% | 0.08326
| Landfill gas | 84% | 0.08034
| Landfill gas | 84% | 0.047705
| Landfill gas | 84% | 0.037007
| Landfill gas | 83.45% | 0.070999
| Landfill gas | 82.52% | 0.041943
| Landfill gas | 82.45% | 0.066396
| Landfill gas | 82.23% | 0.060412
| Landfill gas | 82% | 0.087433
| Landfill gas | 82% | 0.08631
| Landfill gas | 82% | 0.08548
| Landfill gas | 82% | 0.085364
| Landfill gas | 82% | 0.084503
| Landfill gas | 82% | 0.083472
| Landfill gas | 82% | 0.054391
| Landfill gas | 82% | 0.051337
| Landfill gas | 81.74% | 0.053034
| Landfill gas | 81.72% | 0.060778
| Landfill gas | 81.56% | 0.095332
| Landfill gas | 80.86% | 0.034564
| Landfill gas | 80.73% | 0.071865
| Landfill gas | 80.21% | 0.086195
| Landfill gas | 80% | 0.035348
| Landfill gas | 80% | 0.062905
| Landfill gas | 80% | 0.059685
| Landfill gas | 79.91% | 0.0887
| Landfill gas | 79.61% | 0.061305
| Landfill gas | 79.5% | 0.031748
| Landfill gas | 79.19% | 0.085012
| Landfill gas | 78.95% | 0.047026
| Landfill gas | 76.33% | 0.067803
| Landfill gas | 76.22% | 0.073764
| Landfill gas | 76% | 0.1017
| Landfill gas | 75.91% | 0.052222
| Landfill gas | 75.85% | 0.055478
| Landfill gas | 75.69% | 0.097782
| Landfill gas | 75.38% | 0.052375
| Landfill gas | 75% | 0.059899
| Landfill gas | 74.52% | 0.055213
| Landfill gas | 74.2% | 0.14818
| Landfill gas | 74.2% | 0.086913
| Landfill gas | 73.97% | 0.056092
| Landfill gas | 73.23% | 0.058802
| Landfill gas | 73.06% | 0.090796
| Landfill gas | 73.06% | 0.071992
| Landfill gas | 73.06% | 0.065029
| Landfill gas | 73.04% | 0.056027
| Landfill gas | 72% | 0.082016
| Landfill gas | 70.93% | 0.10357
| Landfill gas | 70.91% | 0.092465
| Landfill gas | 70.41% | 0.05984
| Landfill gas | 70% | 0.053787
| Landfill gas | 69.35% | 0.095812
| Landfill gas | 69.35% | 0.076253
| Landfill gas | 68.91% | 0.14747
| Landfill gas | 68.91% | 0.075799
| Landfill gas | 67.69% | 0.065169
| Landfill gas | 67.09% | 0.054357
| Landfill gas | 66.87% | 0.077097
| Landfill gas | 66.82% | 0.055559
| Landfill gas | 66.78% | 0.063753
| Landfill gas | 66.78% | 0.062105
| Landfill gas | 66.78% | 0.061058
| Landfill gas | 66% | 0.085488
| Landfill gas | 65.81% | 0.14533
| Landfill gas | 65.58% | 0.071777
| Landfill gas | 65.58% | 0.085156
| Landfill gas | 65.39% | 0.1153
| Landfill gas | 65% | 0.1135
| Landfill gas | 65% | 0.061514
| Landfill gas | 65% | 0.05376
| Landfill gas | 64.77% | 0.095882
| Landfill gas | 64.13% | 0.080764
| Landfill gas | 63.93% | 0.085032
| Landfill gas | 63.7% | 0.066581
| Landfill gas | 63.66% | 0.070425
| Landfill gas | 63.5% | 0.060391
| Landfill gas | 63% | 0.073839
| Landfill gas | 63% | 0.071294
| Landfill gas | 63% | 0.067525
| Landfill gas | 63% | 0.067256
| Landfill gas | 63% | 0.067116
| Landfill gas | 63% | 0.067072
| Landfill gas | 63% | 0.067015
| Landfill gas | 63% | 0.065863
| Landfill gas | 63% | 0.065724
| Landfill gas | 63% | 0.060546
| Landfill gas | 62.67% | 0.081314
| Landfill gas | 62.67% | 0.079765
| Landfill gas | 62.1% | 0.11226
| Landfill gas | 62.09% | 0.10351
| Landfill gas | 60.88% | 0.056946
| Landfill gas | 60.83% | 0.06628
| Landfill gas | 60.77% | 0.078872
| Landfill gas | 60.71% | 0.055961
| Landfill gas | 60.51% | 0.093425
| Landfill gas | 60.51% | 0.11777
| Landfill gas | 60.05% | 0.068328
| Landfill gas | 59.94% | 0.058668
| Landfill gas | 59.73% | 0.09638
| Landfill gas | 59.69% | 0.060703
| Landfill gas | 59.67% | 0.099477
| Landfill gas | 59.36% | 0.11166
| Landfill gas | 59.31% | 0.071354
| Landfill gas | 58.5% | 0.097518
| Landfill gas | 58.39% | 0.051288
| Landfill gas | 57.9% | 0.053801
| Landfill gas | 57.88% | 0.051162
| Landfill gas | 57.65% | 0.058938
| Landfill gas | 57.53% | 0.12253
| Landfill gas | 57.53% | 0.086556
| Landfill gas | 57.53% | 0.060931
| Landfill gas | 57.25% | 0.099085
| Landfill gas | 57.2% | 0.099851
| Landfill gas | 57.08% | 0.11893
| Landfill gas | 57.08% | 0.096142
| Landfill gas | 57.04% | 0.094418
| Landfill gas | 56.89% | 0.12155
| Landfill gas | 56.1% | 0.061045
| Landfill gas | 55.95% | 0.13296
| Landfill gas | 55.9% | 0.046449
| Landfill gas | 55.81% | 0.10726
| Landfill gas | 55.62% | 0.11623
| Landfill gas | 55.51% | 0.10311
| Landfill gas | 55.43% | 0.06487
| Landfill gas | 54.66% | 0.095266
| Landfill gas | 54.42% | 0.11547
| Landfill gas | 54.25% | 0.16727
| Landfill gas | 54.17% | 0.11584
| Landfill gas | 54% | 0.10886
| Landfill gas | 54% | 0.097534
| Landfill gas | 53.94% | 0.083389
| Landfill gas | 53.81% | 0.078311
| Landfill gas | 53.59% | 0.11271
| Landfill gas | 53.48% | 0.10794
| Landfill gas | 53.25% | 0.063256
| Landfill gas | 53.14% | 0.076293
| Landfill gas | 52.95% | 0.089992
| Landfill gas | 52.93% | 0.11494
| Landfill gas | 52.84% | 0.049321
| Landfill gas | 52.32% | 0.082067
| Landfill gas | 52.05% | 0.1119
| Landfill gas | 51.82% | 0.096055
| Landfill gas | 51.33% | 0.10708
| Landfill gas | 51.25% | 0.1673
| Landfill gas | 51.13% | 0.096992
| Landfill gas | 51.02% | 0.13203
| Landfill gas | 50.79% | 0.071958
| Landfill gas | 50.68% | 0.14499
| Landfill gas | 50.64% | 0.057808
| Landfill gas | 50.42% | 0.076611
| Landfill gas | 50.23% | 0.13967
| Landfill gas | 49.8% | 0.10149
| Landfill gas | 49.5% | 0.072246
| Landfill gas | 49.47% | 0.10774
| Landfill gas | 49.43% | 0.052462
| Landfill gas | 49.26% | 0.074715
| Landfill gas | 49.23% | 0.087678
| Landfill gas | 48.96% | 0.038339
| Landfill gas | 48.58% | 0.060379
| Landfill gas | 48.4% | 0.13477
| Landfill gas | 48.4% | 0.13425
| Landfill gas | 47.75% | 0.10341
| Landfill gas | 47.49% | 0.10901
| Landfill gas | 47% | 0.075411
| Landfill gas | 46.02% | 0.066692
| Landfill gas | 46% | 0.16758
| Landfill gas | 45.55% | 0.095488
| Landfill gas | 45.49% | 0.08951
| Landfill gas | 45.35% | 0.10544
| Landfill gas | 44.62% | 0.10787
| Landfill gas | 43.84% | 0.10622
| Landfill gas | 43.77% | 0.083802
| Landfill gas | 43.38% | 0.07184
| Landfill gas | 42.81% | 0.092627
| Landfill gas | 42.81% | 0.055461
| Landfill gas | 42.36% | 0.11773
| Landfill gas | 41.75% | 0.097954
| Landfill gas | 41.66% | 0.079266
| Landfill gas | 41.62% | 0.14517
| Landfill gas | 41.07% | 0.21872
| Landfill gas | 40.29% | 0.070956
| Landfill gas | 39.39% | 0.063011
| Landfill gas | 38.87% | 0.51742
| Landfill gas | 38.84% | 0.11097
| Landfill gas | 38.55% | 0.10379
| Landfill gas | 37.96% | 0.096207
| Landfill gas | 37.92% | 0.16835
| Landfill gas | 36.82% | 0.078742
| Landfill gas | 35.91% | 0.089754
| Landfill gas | 35.81% | 0.092808
| Landfill gas | 32.69% | 0.19598
| Landfill gas | 31.42% | 0.11368
| Landfill gas | 31.01% | 0.083198
| Landfill gas | 29.49% | 0.14365
| Landfill gas | 29.18% | 0.19118
| Landfill gas | 27.42% | 0.093937
| Landfill gas | 27.08% | 0.06266
| Landfill gas | 26.89% | 0.10323
| Landfill gas | 26.86% | 0.093502
| Landfill gas | 22.02% | 0.19038
| Landfill gas | 20.64% | 0.12023
| Other vegetal and agricultural waste | 95.89% | 0.093156
| Other vegetal and agricultural waste | 93.15% | 0.046525
| Other vegetal and agricultural waste | 93% | 0.15219
| Other vegetal and agricultural waste | 93% | 0.11004
| Other vegetal and agricultural waste | 93% | 0.10831
| Other vegetal and agricultural waste | 93% | 0.07803
| Other vegetal and agricultural waste | 93% | 0.076074
| Other vegetal and agricultural waste | 93% | 0.070491
| Other vegetal and agricultural waste | 92% | 0.068775
| Other vegetal and agricultural waste | 91.32% | 0.1173
| Other vegetal and agricultural waste | 91.32% | 0.11769
| Other vegetal and agricultural waste | 91.32% | 0.098319
| Other vegetal and agricultural waste | 91.32% | 0.086944
| Other vegetal and agricultural waste | 91.32% | 0.084005
| Other vegetal and agricultural waste | 91.32% | 0.036971
| Other vegetal and agricultural waste | 91.32% | 0.033319
| Other vegetal and agricultural waste | 90.41% | 0.050737
| Other vegetal and agricultural waste | 90% | 0.082369
| Other vegetal and agricultural waste | 89.04% | 0.083668
| Other vegetal and agricultural waste | 86.6% | 0.25082
| Other vegetal and agricultural waste | 86.6% | 0.12151
| Other vegetal and agricultural waste | 86.6% | 0.096792
| Other vegetal and agricultural waste | 86.6% | 0.083177
| Other vegetal and agricultural waste | 86.6% | 0.052233
| Other vegetal and agricultural waste | 86.6% | 0.03247
| Other vegetal and agricultural waste | 85.32% | 0.04414
| Other vegetal and agricultural waste | 85% | 0.16435
| Other vegetal and agricultural waste | 85% | 0.10334
| Other vegetal and agricultural waste | 85% | 0.066971
| Other vegetal and agricultural waste | 85% | 0.057435
| Other vegetal and agricultural waste | 83.98% | 0.051004
| Other vegetal and agricultural waste | 83.18% | 0.078745
| Other vegetal and agricultural waste | 82.76% | 0.15346
| Other vegetal and agricultural waste | 82.09% | 0.066267
| Other vegetal and agricultural waste | 82.09% | 0.10329
| Other vegetal and agricultural waste | 82% | 0.084418
| Other vegetal and agricultural waste | 81.37% | 0.051128
| Other vegetal and agricultural waste | 81.37% | 0.047362
| Other vegetal and agricultural waste | 81.37% | 0.041327
| Other vegetal and agricultural waste | 81.37% | 0.044503
| Other vegetal and agricultural waste | 80.76% | 0.067576
| Other vegetal and agricultural waste | 80.51% | 0.057204
| Other vegetal and agricultural waste | 80.11% | 0.087527
| Other vegetal and agricultural waste | 80.02% | 0.067779
| Other vegetal and agricultural waste | 80% | 0.14089
| Other vegetal and agricultural waste | 80% | 0.086911
| Other vegetal and agricultural waste | 80% | 0.068818
| Other vegetal and agricultural waste | 80% | 0.065713
| Other vegetal and agricultural waste | 80% | 0.06205
| Other vegetal and agricultural waste | 80% | 0.055664
| Other vegetal and agricultural waste | 80% | 0.05329
| Other vegetal and agricultural waste | 80% | 0.053107
| Other vegetal and agricultural waste | 80% | 0.0513
| Other vegetal and agricultural waste | 80% | 0.050314
| Other vegetal and agricultural waste | 80% | 0.046672
| Other vegetal and agricultural waste | 80% | 0.044825
| Other vegetal and agricultural waste | 80% | 0.04197
| Other vegetal and agricultural waste | 80% | 0.040823
| Other vegetal and agricultural waste | 80% | 0.037505
| Other vegetal and agricultural waste | 79.91% | 0.12681
| Other vegetal and agricultural waste | 79.91% | 0.051007
| Other vegetal and agricultural waste | 79.2% | 0.046672
| Other vegetal and agricultural waste | 78.28% | 0.037618
| Other vegetal and agricultural waste | 78.27% | 0.037728
| Other vegetal and agricultural waste | 78.26% | 0.074853
| Other vegetal and agricultural waste | 78.14% | 0.11429
| Other vegetal and agricultural waste | 78.01% | 0.050266
| Other vegetal and agricultural waste | 77.35% | 0.050728
| Other vegetal and agricultural waste | 76.11% | 0.052563
| Other vegetal and agricultural waste | 76.11% | 0.051091
| Other vegetal and agricultural waste | 75.34% | 0.052908
| Other vegetal and agricultural waste | 75.34% | 0.05032
| Other vegetal and agricultural waste | 75% | 0.065939
| Other vegetal and agricultural waste | 75% | 0.050406
| Other vegetal and agricultural waste | 74.2% | 0.051455
| Other vegetal and agricultural waste | 74.2% | 0.050034
| Other vegetal and agricultural waste | 74.2% | 0.048415
| Other vegetal and agricultural waste | 74.2% | 0.04825
| Other vegetal and agricultural waste | 74.08% | 0.047941
| Other vegetal and agricultural waste | 73.35% | 0.081424
| Other vegetal and agricultural waste | 73.3% | 0.044049
| Other vegetal and agricultural waste | 73.29% | 0.062594
| Other vegetal and agricultural waste | 72.96% | 0.045513
| Other vegetal and agricultural waste | 72.67% | 0.059034
| Other vegetal and agricultural waste | 72.67% | 0.060396
| Other vegetal and agricultural waste | 72.51% | 0.049436
| Other vegetal and agricultural waste | 72.47% | 0.052884
| Other vegetal and agricultural waste | 72.47% | 0.047861
| Other vegetal and agricultural waste | 72.46% | 0.053945
| Other vegetal and agricultural waste | 72.33% | 0.062245
| Other vegetal and agricultural waste | 72.33% | 0.05149
| Other vegetal and agricultural waste | 72.33% | 0.051519
| Other vegetal and agricultural waste | 72.32% | 0.051451
| Other vegetal and agricultural waste | 72.32% | 0.051412
| Other vegetal and agricultural waste | 72% | 0.056656
| Other vegetal and agricultural waste | 72% | 0.055149
| Other vegetal and agricultural waste | 72% | 0.054648
| Other vegetal and agricultural waste | 72% | 0.054623
| Other vegetal and agricultural waste | 72% | 0.053312
| Other vegetal and agricultural waste | 72% | 0.051074
| Other vegetal and agricultural waste | 72% | 0.051025
| Other vegetal and agricultural waste | 72% | 0.051006
| Other vegetal and agricultural waste | 72% | 0.050721
| Other vegetal and agricultural waste | 72% | 0.050356
| Other vegetal and agricultural waste | 72% | 0.050351
| Other vegetal and agricultural waste | 72% | 0.050255
| Other vegetal and agricultural waste | 72% | 0.048265
| Other vegetal and agricultural waste | 71.99% | 0.054074
| Other vegetal and agricultural waste | 71.92% | 0.078065
| Other vegetal and agricultural waste | 71.66% | 0.060448
| Other vegetal and agricultural waste | 71.61% | 0.04557
| Other vegetal and agricultural waste | 71.35% | 0.031351
| Other vegetal and agricultural waste | 71.12% | 0.051842
| Other vegetal and agricultural waste | 71.04% | 0.0519
| Other vegetal and agricultural waste | 71.04% | 0.051838
| Other vegetal and agricultural waste | 71.04% | 0.051733
| Other vegetal and agricultural waste | 70.96% | 0.051864
| Other vegetal and agricultural waste | 70.96% | 0.051742
| Other vegetal and agricultural waste | 70.88% | 0.051918
| Other vegetal and agricultural waste | 70.72% | 0.05085
| Other vegetal and agricultural waste | 70.56% | 0.045345
| Other vegetal and agricultural waste | 70.4% | 0.053366
| Other vegetal and agricultural waste | 70.4% | 0.052701
| Other vegetal and agricultural waste | 70.32% | 0.050258
| Other vegetal and agricultural waste | 70.25% | 0.072656
| Other vegetal and agricultural waste | 70% | 0.060924
| Other vegetal and agricultural waste | 70% | 0.055186
| Other vegetal and agricultural waste | 70% | 0.0533
| Other vegetal and agricultural waste | 70% | 0.052601
| Other vegetal and agricultural waste | 70% | 0.050506
| Other vegetal and agricultural waste | 70% | 0.048407
| Other vegetal and agricultural waste | 70% | 0.046576
| Other vegetal and agricultural waste | 69.96% | 0.065733
| Other vegetal and agricultural waste | 69.92% | 0.053199
| Other vegetal and agricultural waste | 69.86% | 0.069677
| Other vegetal and agricultural waste | 69.86% | 0.047356
| Other vegetal and agricultural waste | 69.52% | 0.053434
| Other vegetal and agricultural waste | 69.16% | 0.058606
| Other vegetal and agricultural waste | 69.16% | 0.059105
| Other vegetal and agricultural waste | 69.16% | 0.05865
| Other vegetal and agricultural waste | 68.87% | 0.033408
| Other vegetal and agricultural waste | 68.78% | 0.049086
| Other vegetal and agricultural waste | 68.71% | 0.042602
| Other vegetal and agricultural waste | 68.71% | 0.043852
| Other vegetal and agricultural waste | 68.49% | 0.054402
| Other vegetal and agricultural waste | 68.49% | 0.050633
| Other vegetal and agricultural waste | 68.49% | 0.050133
| Other vegetal and agricultural waste | 68.49% | 0.049212
| Other vegetal and agricultural waste | 67.52% | 0.05394
| Other vegetal and agricultural waste | 67.5% | 0.078805
| Other vegetal and agricultural waste | 67.5% | 0.053225
| Other vegetal and agricultural waste | 67.32% | 0.049594
| Other vegetal and agricultural waste | 66.97% | 0.052431
| Other vegetal and agricultural waste | 66.7% | 0.081198
| Other vegetal and agricultural waste | 66.62% | 0.053727
| Other vegetal and agricultural waste | 66.41% | 0.048246
| Other vegetal and agricultural waste | 65.82% | 0.051852
| Other vegetal and agricultural waste | 65.31% | 0.063826
| Other vegetal and agricultural waste | 65.3% | 0.061588
| Other vegetal and agricultural waste | 65.3% | 0.055703
| Other vegetal and agricultural waste | 65.3% | 0.054962
| Other vegetal and agricultural waste | 65.3% | 0.054837
| Other vegetal and agricultural waste | 65.3% | 0.05432
| Other vegetal and agricultural waste | 65.3% | 0.05351
| Other vegetal and agricultural waste | 65.3% | 0.05315
| Other vegetal and agricultural waste | 65.3% | 0.052987
| Other vegetal and agricultural waste | 65.3% | 0.052836
| Other vegetal and agricultural waste | 65.3% | 0.052562
| Other vegetal and agricultural waste | 65.3% | 0.052449
| Other vegetal and agricultural waste | 65.3% | 0.052252
| Other vegetal and agricultural waste | 65.3% | 0.052038
| Other vegetal and agricultural waste | 65.3% | 0.05176
| Other vegetal and agricultural waste | 65.3% | 0.05165
| Other vegetal and agricultural waste | 65.3% | 0.051504
| Other vegetal and agricultural waste | 65.3% | 0.049061
| Other vegetal and agricultural waste | 65.3% | 0.059264
| Other vegetal and agricultural waste | 65.3% | 0.057718
| Other vegetal and agricultural waste | 65.3% | 0.054966
| Other vegetal and agricultural waste | 65.3% | 0.054162
| Other vegetal and agricultural waste | 65.3% | 0.053631
| Other vegetal and agricultural waste | 65.3% | 0.052234
| Other vegetal and agricultural waste | 65.3% | 0.051895
| Other vegetal and agricultural waste | 65.3% | 0.050752
| Other vegetal and agricultural waste | 65.3% | 0.049966
| Other vegetal and agricultural waste | 65.1% | 0.070717
| Other vegetal and agricultural waste | 65.1% | 0.062285
| Other vegetal and agricultural waste | 65.1% | 0.059048
| Other vegetal and agricultural waste | 65.1% | 0.056548
| Other vegetal and agricultural waste | 65.1% | 0.054838
| Other vegetal and agricultural waste | 65.1% | 0.053881
| Other vegetal and agricultural waste | 65.1% | 0.047115
| Other vegetal and agricultural waste | 65.1% | 0.034194
| Other vegetal and agricultural waste | 65.09% | 0.053235
| Other vegetal and agricultural waste | 65% | 0.050798
| Other vegetal and agricultural waste | 64.69% | 0.068262
| Other vegetal and agricultural waste | 64.61% | 0.05537
| Other vegetal and agricultural waste | 64.28% | 0.039822
| Other vegetal and agricultural waste | 64.18% | 0.062936
| Other vegetal and agricultural waste | 64.11% | 0.15946
| Other vegetal and agricultural waste | 64.11% | 0.16113
| Other vegetal and agricultural waste | 63.93% | 0.066404
| Other vegetal and agricultural waste | 63.83% | 0.055101
| Other vegetal and agricultural waste | 63.81% | 0.053209
| Other vegetal and agricultural waste | 63.81% | 0.052198
| Other vegetal and agricultural waste | 63.81% | 0.050133
| Other vegetal and agricultural waste | 63.7% | 0.051268
| Other vegetal and agricultural waste | 63.65% | 0.053378
| Other vegetal and agricultural waste | 63.65% | 0.053069
| Other vegetal and agricultural waste | 63.65% | 0.051207
| Other vegetal and agricultural waste | 63.58% | 0.054542
| Other vegetal and agricultural waste | 63.29% | 0.042599
| Other vegetal and agricultural waste | 63.11% | 0.043771
| Other vegetal and agricultural waste | 63.07% | 0.060883
| Other vegetal and agricultural waste | 63.07% | 0.059448
| Other vegetal and agricultural waste | 63% | 0.073325
| Other vegetal and agricultural waste | 63% | 0.072304
| Other vegetal and agricultural waste | 63% | 0.057897
| Other vegetal and agricultural waste | 63% | 0.055281
| Other vegetal and agricultural waste | 63% | 0.052779
| Other vegetal and agricultural waste | 62.93% | 0.057479
| Other vegetal and agricultural waste | 62.79% | 0.063982
| Other vegetal and agricultural waste | 62.62% | 0.055754
| Other vegetal and agricultural waste | 62.02% | 0.054052
| Other vegetal and agricultural waste | 61.83% | 0.032044
| Other vegetal and agricultural waste | 61.64% | 0.04886
| Other vegetal and agricultural waste | 61.64% | 0.043719
| Other vegetal and agricultural waste | 61.64% | 0.06633
| Other vegetal and agricultural waste | 61.64% | 0.061946
| Other vegetal and agricultural waste | 61.64% | 0.058163
| Other vegetal and agricultural waste | 61.64% | 0.054874
| Other vegetal and agricultural waste | 61.64% | 0.054241
| Other vegetal and agricultural waste | 61.64% | 0.050693
| Other vegetal and agricultural waste | 61.64% | 0.049844
| Other vegetal and agricultural waste | 61.64% | 0.044065
| Other vegetal and agricultural waste | 61.6% | 0.056192
| Other vegetal and agricultural waste | 61.27% | 0.046728
| Other vegetal and agricultural waste | 61.24% | 0.046745
| Other vegetal and agricultural waste | 61.19% | 0.058476
| Other vegetal and agricultural waste | 61.03% | 0.056771
| Other vegetal and agricultural waste | 60.88% | 0.036405
| Other vegetal and agricultural waste | 60.62% | 0.051856
| Other vegetal and agricultural waste | 60.41% | 0.051693
| Other vegetal and agricultural waste | 60.32% | 0.03667
| Other vegetal and agricultural waste | 60.27% | 0.060598
| Other vegetal and agricultural waste | 60.27% | 0.060368
| Other vegetal and agricultural waste | 60.27% | 0.059676
| Other vegetal and agricultural waste | 60.27% | 0.059192
| Other vegetal and agricultural waste | 60.27% | 0.056724
| Other vegetal and agricultural waste | 60.27% | 0.056357
| Other vegetal and agricultural waste | 60.27% | 0.056046
| Other vegetal and agricultural waste | 60.27% | 0.055924
| Other vegetal and agricultural waste | 60.27% | 0.054541
| Other vegetal and agricultural waste | 59.93% | 0.054409
| Other vegetal and agricultural waste | 59.93% | 0.054122
| Other vegetal and agricultural waste | 59.93% | 0.052852
| Other vegetal and agricultural waste | 59.6% | 0.057833
| Other vegetal and agricultural waste | 59.59% | 0.058526
| Other vegetal and agricultural waste | 59.59% | 0.049295
| Other vegetal and agricultural waste | 59.59% | 0.057957
| Other vegetal and agricultural waste | 58.98% | 0.06711
| Other vegetal and agricultural waste | 58.98% | 0.058466
| Other vegetal and agricultural waste | 58.9% | 0.068971
| Other vegetal and agricultural waste | 58.32% | 0.056571
| Other vegetal and agricultural waste | 58.22% | 0.071291
| Other vegetal and agricultural waste | 58.22% | 0.057554
| Other vegetal and agricultural waste | 57.86% | 0.058874
| Other vegetal and agricultural waste | 57.76% | 0.068628
| Other vegetal and agricultural waste | 57.76% | 0.065334
| Other vegetal and agricultural waste | 57.53% | 0.056428
| Other vegetal and agricultural waste | 57.39% | 0.048858
| Other vegetal and agricultural waste | 57.29% | 0.056068
| Other vegetal and agricultural waste | 57.13% | 0.060752
| Other vegetal and agricultural waste | 57.08% | 0.070628
| Other vegetal and agricultural waste | 56.96% | 0.057448
| Other vegetal and agricultural waste | 56.78% | 0.034349
| Other vegetal and agricultural waste | 56.16% | 0.061237
| Other vegetal and agricultural waste | 56% | 0.064883
| Other vegetal and agricultural waste | 55.25% | 0.067139
| Other vegetal and agricultural waste | 55.25% | 0.06428
| Other vegetal and agricultural waste | 55.25% | 0.060054
| Other vegetal and agricultural waste | 55.25% | 0.058978
| Other vegetal and agricultural waste | 55.18% | 0.0637
| Other vegetal and agricultural waste | 55.18% | 0.063657
| Other vegetal and agricultural waste | 54.94% | 0.089244
| Other vegetal and agricultural waste | 54.75% | 0.060059
| Other vegetal and agricultural waste | 54.75% | 0.058524
| Other vegetal and agricultural waste | 54.62% | 0.060869
| Other vegetal and agricultural waste | 54% | 0.06233
| Other vegetal and agricultural waste | 53.31% | 0.067892
| Other vegetal and agricultural waste | 53.27% | 0.049451
| Other vegetal and agricultural waste | 52.74% | 0.059387
| Other vegetal and agricultural waste | 51.11% | 0.047932
| Other vegetal and agricultural waste | 50.39% | 0.061221
| Other vegetal and agricultural waste | 49.94% | 0.074043
| Other vegetal and agricultural waste | 48.89% | 0.083469
| Other vegetal and agricultural waste | 46.41% | 0.052941
| Other vegetal and agricultural waste | 45.66% | 0.075946
| Other vegetal and agricultural waste | 45.61% | 0.068176
| Other vegetal and agricultural waste | 44.34% | 0.12336
| Other vegetal and agricultural waste | 43.4% | 0.064814
| Other vegetal and agricultural waste | 42.62% | 0.1344
| Other vegetal and agricultural waste | 37.09% | 0.10672
| Other vegetal and agricultural waste | 22.83% | 0.23516
| Other vegetal and agricultural waste | 19.43% | 0.13192
| Rice husks | 92% | 0.069324
| Rice husks | 90.47% | 0.058892
| Rice husks | 90.41% | 0.13087
| Rice husks | 90.41% | 0.038956
| Rice husks | 90.41% | 0.052063
| Rice husks | 90.41% | 0.037692
| Rice husks | 90.41% | 0.032829
| Rice husks | 90.41% | 0.03015
| Rice husks | 90.37% | 0.046068
| Rice husks | 90% | 0.072206
| Rice husks | 88.6% | 0.058881
| Rice husks | 88.15% | 0.055944
| Rice husks | 86.3% | 0.041512
| Rice husks | 85% | 0.06007
| Rice husks | 84.45% | 0.042981
| Rice husks | 83.33% | 0.047889
| Rice husks | 82.64% | 0.043159
| Rice husks | 82.6% | 0.050994
| Rice husks | 82.19% | 0.045717
| Rice husks | 82% | 0.085618
| Rice husks | 82% | 0.081876
| Rice husks | 81.95% | 0.062934
| Rice husks | 81.37% | 0.066272
| Rice husks | 81.37% | 0.049864
| Rice husks | 81.28% | 0.045966
| Rice husks | 81.18% | 0.064875
| Rice husks | 81% | 0.070708
| Rice husks | 80% | 0.09864
| Rice husks | 80% | 0.047294
| Rice husks | 80% | 0.040279
| Rice husks | 78.3% | 0.067369
| Rice husks | 77.26% | 0.056327
| Rice husks | 76.33% | 0.073244
| Rice husks | 76.09% | 0.054445
| Rice husks | 75.84% | 0.070261
| Rice husks | 73.24% | 0.052255
| Rice husks | 73.23% | 0.045361
| Rice husks | 73.06% | 0.065699
| Rice husks | 73.06% | 0.062937
| Rice husks | 73.06% | 0.045716
| Rice husks | 72.33% | 0.054053
| Rice husks | 72.33% | 0.046397
| Rice husks | 72.33% | 0.043331
| Rice husks | 72.33% | 0.050021
| Rice husks | 72.27% | 0.043501
| Rice husks | 72% | 0.042424
| Rice husks | 71.61% | 0.046586
| Rice husks | 71.2% | 0.055791
| Rice husks | 70% | 0.046514
| Rice husks | 70% | 0.057989
| Rice husks | 70% | 0.054935
| Rice husks | 70% | 0.053295
| Rice husks | 70% | 0.053265
| Rice husks | 70% | 0.052937
| Rice husks | 70% | 0.047172
| Rice husks | 70% | 0.044649
| Rice husks | 70% | 0.041655
| Rice husks | 70% | 0.035182
| Rice husks | 69.35% | 0.04814
| Rice husks | 69.16% | 0.043094
| Rice husks | 68.01% | 0.04952
| Rice husks | 67.81% | 0.070919
| Rice husks | 67.81% | 0.049338
| Rice husks | 67.81% | 0.042943
| Rice husks | 67.07% | 0.05224
| Rice husks | 66.58% | 0.054813
| Rice husks | 65.74% | 0.048662
| Rice husks | 65.64% | 0.067579
| Rice husks | 65.3% | 0.053182
| Rice husks | 65.3% | 0.035492
| Rice husks | 65.26% | 0.032477
| Rice husks | 65.21% | 0.065232
| Rice husks | 65.1% | 0.04806
| Rice husks | 65.09% | 0.047658
| Rice husks | 65.07% | 0.12721
| Rice husks | 65% | 0.05807
| Rice husks | 65% | 0.055398
| Rice husks | 65% | 0.054249
| Rice husks | 64.37% | 0.050981
| Rice husks | 63.93% | 0.032814
| Rice husks | 63.7% | 0.054405
| Rice husks | 63.66% | 0.049364
| Rice husks | 63.65% | 0.046765
| Rice husks | 63.43% | 0.054129
| Rice husks | 63.06% | 0.058301
| Rice husks | 63% | 0.069828
| Rice husks | 63% | 0.068422
| Rice husks | 61.48% | 0.043664
| Rice husks | 61% | 0.05588
| Rice husks | 60.88% | 0.045865
| Rice husks | 60.29% | 0.060055
| Rice husks | 60.27% | 0.059359
| Rice husks | 60.27% | 0.064073
| Rice husks | 60.27% | 0.060159
| Rice husks | 60.27% | 0.060077
| Rice husks | 60.27% | 0.059986
| Rice husks | 60.27% | 0.05897
| Rice husks | 60.27% | 0.058831
| Rice husks | 60.27% | 0.058372
| Rice husks | 60.27% | 0.057925
| Rice husks | 60.27% | 0.057188
| Rice husks | 60.27% | 0.056506
| Rice husks | 60.27% | 0.055661
| Rice husks | 58.22% | 0.061086
| Rice husks | 58.22% | 0.078186
| Rice husks | 57.31% | 0.072976
| Rice husks | 57.09% | 0.059402
| Rice husks | 55.34% | 0.061745
| Rice husks | 53.51% | 0.066357
| Rice husks | 48.52% | 0.049983
| Rice husks | 48.04% | 0.044661
| Rice husks | 34.41% | 0.28502
| Rice husks | 33.09% | 0.080557
| Renewable Municipal Waste | 93% | 0.19463
| Renewable Municipal Waste | 93% | 0.16908
| Renewable Municipal Waste | 93% | 0.15894
| Renewable Municipal Waste | 93% | 0.14367
| Renewable Municipal Waste | 93% | 0.12446
| Renewable Municipal Waste | 93% | 0.1191
| Renewable Municipal Waste | 93% | 0.1038
| Renewable Municipal Waste | 92.67% | 0.16162
| Renewable Municipal Waste | 92.06% | 0.12372
| Renewable Municipal Waste | 91.32% | 0.11113
| Renewable Municipal Waste | 91.32% | 0.17339
| Renewable Municipal Waste | 86.6% | 0.25732
| Renewable Municipal Waste | 86.6% | 0.24171
| Renewable Municipal Waste | 86.6% | 0.24026
| Renewable Municipal Waste | 86.6% | 0.22206
| Renewable Municipal Waste | 86.6% | 0.21689
| Renewable Municipal Waste | 86.6% | 0.20251
| Renewable Municipal Waste | 86.6% | 0.17513
| Renewable Municipal Waste | 86.6% | 0.16567
| Renewable Municipal Waste | 86.6% | 0.16452
| Renewable Municipal Waste | 86.6% | 0.15974
| Renewable Municipal Waste | 86.6% | 0.13879
| Renewable Municipal Waste | 86.6% | 0.12858
| Renewable Municipal Waste | 86.6% | 0.048414
| Renewable Municipal Waste | 86.6% | 0.038937
| Renewable Municipal Waste | 83.45% | 0.25729
| Renewable Municipal Waste | 82% | 0.08841
| Renewable Municipal Waste | 80% | 0.052995
| Renewable Municipal Waste | 79.91% | 0.28756
| Renewable Municipal Waste | 79% | 0.041946
| Renewable Municipal Waste | 77% | 0.10371
| Renewable Municipal Waste | 77% | 0.041185
| Renewable Municipal Waste | 75% | 0.068784
| Renewable Municipal Waste | 75% | 0.051827
| Renewable Municipal Waste | 75% | 0.047767
| Renewable Municipal Waste | 75% | 0.044643
| Renewable Municipal Waste | 74% | 0.14875
| Renewable Municipal Waste | 66% | 0.1455
| Renewable Municipal Waste | 66% | 0.14223
| Renewable Municipal Waste | 66% | 0.096032
| Renewable Municipal Waste | 65% | 0.13676
| Renewable Municipal Waste | 65% | 0.098925
| Renewable Municipal Waste | 64.94% | 0.043043
| Renewable Municipal Waste | 63% | 0.066171
| Renewable Municipal Waste | 63% | 0.051956
| Renewable Municipal Waste | 57% | 0.14076
| Renewable Municipal Waste | 56.32% | 0.057586
| Renewable Municipal Waste | 42.24% | 0.10232
| Wood waste | 95% | 0.066249
| Wood waste | 94.29% | 0.1011
| Wood waste | 93.31% | 0.14695
| Wood waste | 93% | 0.17328
| Wood waste | 93% | 0.12558
| Wood waste | 93% | 0.11077
| Wood waste | 93% | 0.10913
| Wood waste | 93% | 0.10831
| Wood waste | 93% | 0.10311
| Wood waste | 93% | 0.095331
| Wood waste | 93% | 0.091051
| Wood waste | 93% | 0.089464
| Wood waste | 93% | 0.08927
| Wood waste | 93% | 0.083579
| Wood waste | 93% | 0.074028
| Wood waste | 93% | 0.070667
| Wood waste | 93% | 0.068953
| Wood waste | 93% | 0.067423
| Wood waste | 93% | 0.065795
| Wood waste | 93% | 0.065586
| Wood waste | 93% | 0.061779
| Wood waste | 93% | 0.061058
| Wood waste | 93% | 0.056526
| Wood waste | 93% | 0.055618
| Wood waste | 93% | 0.050533
| Wood waste | 93% | 0.04952
| Wood waste | 93% | 0.040296
| Wood waste | 91.9% | 0.14245
| Wood waste | 91.78% | 0.066908
| Wood waste | 91.32% | 0.074252
| Wood waste | 90.94% | 0.031614
| Wood waste | 90% | 0.11038
| Wood waste | 90% | 0.091745
| Wood waste | 89.2% | 0.11768
| Wood waste | 88.53% | 0.086424
| Wood waste | 88% | 0.067683
| Wood waste | 87.94% | 0.071627
| Wood waste | 86.76% | 0.054433
| Wood waste | 86.6% | 0.16881
| Wood waste | 86.6% | 0.15864
| Wood waste | 86.6% | 0.14505
| Wood waste | 86.6% | 0.13663
| Wood waste | 86.6% | 0.13633
| Wood waste | 86.6% | 0.13116
| Wood waste | 86.6% | 0.11506
| Wood waste | 86.6% | 0.096556
| Wood waste | 86.6% | 0.0945
| Wood waste | 86.6% | 0.078604
| Wood waste | 86.6% | 0.078166
| Wood waste | 85.68% | 0.069504
| Wood waste | 85% | 0.073033
| Wood waste | 85% | 0.069221
| Wood waste | 85% | 0.062246
| Wood waste | 84.58% | 0.042632
| Wood waste | 83.9% | 0.052683
| Wood waste | 83.52% | 0.10628
| Wood waste | 83.17% | 0.079787
| Wood waste | 83.02% | 0.050743
| Wood waste | 82.8% | 0.052353
| Wood waste | 82.74% | 0.092096
| Wood waste | 82.58% | 0.081326
| Wood waste | 82% | 0.086739
| Wood waste | 82% | 0.085773
| Wood waste | 82% | 0.083181
| Wood waste | 81.74% | 0.039174
| Wood waste | 81.34% | 0.12904
| Wood waste | 80.46% | 0.17392
| Wood waste | 80.03% | 0.17692
| Wood waste | 80% | 0.24586
| Wood waste | 80% | 0.17498
| Wood waste | 80% | 0.14362
| Wood waste | 80% | 0.13419
| Wood waste | 80% | 0.075222
| Wood waste | 80% | 0.069381
| Wood waste | 80% | 0.06189
| Wood waste | 80% | 0.047188
| Wood waste | 79.15% | 0.053432
| Wood waste | 76.34% | 0.062333
| Wood waste | 76.15% | 0.073446
| Wood waste | 76.14% | 0.058029
| Wood waste | 76.1% | 0.14978
| Wood waste | 76.1% | 0.086341
| Wood waste | 75.39% | 0.054445
| Wood waste | 75.27% | 0.081038
| Wood waste | 75.27% | 0.078485
| Wood waste | 75.27% | 0.077312
| Wood waste | 75.27% | 0.076278
| Wood waste | 75.09% | 0.056574
| Wood waste | 75% | 0.14547
| Wood waste | 75% | 0.11598
| Wood waste | 75% | 0.097693
| Wood waste | 75% | 0.092074
| Wood waste | 75% | 0.091065
| Wood waste | 75% | 0.08398
| Wood waste | 75% | 0.08168
| Wood waste | 75% | 0.080388
| Wood waste | 75% | 0.078916
| Wood waste | 75% | 0.074094
| Wood waste | 75% | 0.053515
| Wood waste | 74.79% | 0.13354
| Wood waste | 74.2% | 0.066413
| Wood waste | 74.2% | 0.18581
| Wood waste | 74.2% | 0.045968
| Wood waste | 74.2% | 0.046427
| Wood waste | 74.16% | 0.051516
| Wood waste | 74% | 0.29484
| Wood waste | 74% | 0.14878
| Wood waste | 73.82% | 0.060266
| Wood waste | 72.86% | 0.053452
| Wood waste | 72% | 0.10753
| Wood waste | 72% | 0.092946
| Wood waste | 72% | 0.033958
| Wood waste | 70% | 0.034903
| Wood waste | 69.08% | 0.074403
| Wood waste | 68.74% | 0.056017
| Wood waste | 68.49% | 0.03977
| Wood waste | 66% | 0.27345
| Wood waste | 66% | 0.16017
| Wood waste | 66% | 0.11556
| Wood waste | 66% | 0.11398
| Wood waste | 64.83% | 0.053283
| Wood waste | 64.3% | 0.057348
| Wood waste | 61.15% | 0.18964
| Wood waste | 60.27% | 0.040984
| Wood waste | 60.27% | 0.045922
| Wood waste | 60.27% | 0.044437
| Wood waste | 60% | 0.041642
| Wood waste | 57% | 0.096327
| Wood waste | 57% | 0.035976
| Wood waste | 56.81% | 0.064806
| Wood waste | 54.79% | 0.15594
| Wood waste | 52.36% | 0.055106
| Wood waste | 52.32% | 0.17106
| Wood waste | 50.61% | 0.059583
| Wood waste | 47.95% | 0.12716
| Wood waste | 47.04% | 0.065166
| Wood waste | 40.22% | 0.044011
| Wood waste | 18.26% | 0.19999

## Table 8.1
Table 8.1: Project weighted average capacity factors of bioenergy fired power generation projects, 2000 2021
2000-2021
|  | 5th percentile (%) | Weighted average (%) | 95th percentile (%)
| China | 39 | 64 | 82
| Europe | 49 | 82 | 92
| India | 32 | 68 | 87
| North America | 43 | 85 | 94
| Rest of the world | 35 | 67 | 92

## Table A1.1
Table A1.1 Standardised assumptions for LCOE calculations
| Technology | Economic life (years) | Weighted average cost of capital (real)
|  |  | OECD and China | Rest of the world
| Wind power | 25 | 7.5% in 2010 falling to 5% in 2020 | 10% in 2010 falling to 7.5% in 2020
| Solar PV | 25
| CSP | 25
| Hydropower | 30
| Biomass for power | 20
| Geothermal | 25

## Fig A1.1
Figure A1.1 Country and technology-specific real after-tax WACC assumptions for 2021
| Country | Solar PV | Country | Onshore wind | Country | Offshore wind
| Algeria | 11.4% | Algeria | 11.37% | Belgium | 3.517%
| Argentina | 13.8% | Argentina | 13.8% | China | 4.926%
| Australia | 2.9% | Australia | 2.92% | Denmark | 1.508%
| Austria | 3.4% | Austria | 2.45% | France | 4.72%
| Azerbaijan | 7% | Azerbaijan | 6.96% | Germany | 2.919%
| Bangladesh | 6.8% | Bangladesh | 6.84% | Italy | 6.149%
| Belarus | 9.9% | Belarus | 9.93% | Japan | 4.743%
| Belgium | 1.9% | Belgium | 3.52% | Korea | 4.769%
| Bolivia | 8.7% | Bolivia | 8.7% | Norway | 4.467%
| Bosnia and Herzegovina | 10.4% | Bosnia and Herzegovina | 10.45% | Poland | 5.248%
| Brazil | 6.3% | Brazil | 4.9% | Sweden | 4.509%
| Bulgaria | 4.8% | Bulgaria | 4% | Taiwan | 5.017%
| Burkina Faso | 5.8% | Burkina Faso | 8.52% | UK | 2.04%
| Canada | 4.3% | Canada | 3.02% | USA | 4.319%
| Chile | 3.5% | Chile | 4.54% | Viet Nam | 7.449%
| China | 2.5% | China | 2.46%
| Colombia | 5.6% | Colombia | 5.63%
| Costa Rica | 6.4% | Costa Rica | 5.56%
| Croatia | 5.3% | Croatia | 5.07%
| Cuba | 11.6% | Cuba | 11.64%
| Cyprus | 4.9% | Cyprus | 4.38%
| Czechia | 3.7% | Czechia | 5.05%
| Denmark | 2.1% | Denmark | 1.51%
| Dominican Republic | 5.6% | Dominican Republic | 7.06%
| Ecuador | 12.2% | Ecuador | 12.22%
| Egypt | 8.8% | Egypt | 8.84%
| El Salvador | 6.3% | El Salvador | 9.17%
| Estonia | 5.1% | Estonia | 5.1%
| Ethiopia | 8.4% | Ethiopia | 5.63%
| Finland | 4.8% | Finland | 1.86%
| France | 1.8% | France | 1.76%
| Germany | 1.3% | Germany | 1.32%
| Ghana | 9.5% | Ghana | 9.49%
| Greece | 4.1% | Greece | 4.09%
| Guatemala | 6.3% | Guatemala | 6.34%
| Honduras | 4.6% | Honduras | 5.99%
| Hungary | 3.7% | Hungary | 3.66%
| India | 5.9% | India | 5.9%
| Indonesia | 6% | Indonesia | 5.99%
| Iran | 11.4% | Iran | 11.45%
| Iraq | 9.6% | Iraq | 9.57%
| Ireland | 5.5% | Ireland | 2.82%
| Israel | 3.7% | Israel | 5%
| Italy | 3.1% | Italy | 3.34%
| Jamaica | 7.2% | Jamaica | 7.21%
| Japan | 2.3% | Japan | 4.74%
| Jordan | 8.2% | Jordan | 8.18%
| Kazakhstan | 6.3% | Kazakhstan | 6.31%
| Kenya | 8.4% | Kenya | 5.63%
| Kuwait | 5.3% | Kuwait | 5.26%
| Latvia | 5.5% | Latvia | 5.5%
| Lebanon | 21% | Lebanon | 21%
| Lithuania | 5.7% | Lithuania | 2.63%
| Luxembourg | 3.1% | Luxembourg | 3.06%
| Malaysia | 5.4% | Malaysia | 5.36%
| Malta | 1.8% | Malta | 4.7%
| Mauritius | 4.6% | Mauritius | 6.01%
| Mexico | 7.2% | Mexico | 3.62%
| Mongolia | 8% | Mongolia | 6.66%
| Montenegro | 8.8% | Montenegro | 5.58%
| Morocco | 6.7% | Morocco | 6.08%
| Myanmar | 9.5% | Myanmar | 9.49%
| Namibia | 4.2% | Namibia | 6.86%
| Netherlands | 1.4% | Netherlands | 2.49%
| New Zealand | 4.3% | New Zealand | 2.98%
| Nicaragua | 9.2% | Nicaragua | 6.25%
| Norway | 4.5% | Norway | 4.47%
| Pakistan | 9.2% | Pakistan | 9.23%
| Panama | 4.3% | Panama | 4.27%
| Peru | 5.2% | Peru | 5.16%
| Philippines | 5.7% | Philippines | 5.67%
| Poland | 3.9% | Poland | 3.33%
| Portugal | 4.2% | Portugal | 3.19%
| Romania | 5.1% | Romania | 5.69%
| Russia | 6.3% | Russia | 6.31%
| Rwanda | 5.6% | Rwanda | 8.4%
| Saudi Arabia | 6.2% | Saudi Arabia | 6.22%
| Senegal | 4.3% | Senegal | 6.96%
| Singapore | 4.6% | Singapore | 4.62%
| Slovakia | 3.8% | Slovakia | 5.18%
| Slovenia | 4.2% | Slovenia | 5.54%
| South Africa | 5.2% | South Africa | 6.6%
| Spain | 3.6% | Spain | 3.11%
| Sri Lanka | 10.3% | Sri Lanka | 10.34%
| Sweden | 3.2% | Sweden | 3.46%
| Switzerland | 1.7% | Switzerland | 4.68%
| Taiwan | 3.7% | Taiwan | 5.02%
| Thailand | 4.5% | Thailand | 5.82%
| Tunisia | 9.3% | Tunisia | 9.28%
| Türkiye | 7.5% | Türkiye | 7.52%
| Uganda | 6.9% | Uganda | 8.4%
| UK | 2% | UK | 2.6%
| Ukraine | 9.9% | Ukraine | 9.93%
| United Arab Emirates | 5.6% | United Arab Emirates | 5.57%
| Uruguay | 4.2% | Uruguay | 3.02%
| USA | 4.3% | USA | 3%
| Venezuela | 18.7% | Venezuela | 18.71%
| Viet Nam | 6% | Viet Nam | 5.08%
| Yemen | 17.2% | Yemen | 20.6%

## Table A1.2
Table A1.2 O&M cost assumptions for the LCOE calculation of onshore wind projects
| 2021 USD/kW/year | 2021
| Sweden | 38
| Ireland | 32
| Germany | 44
| Denmark | 32
| United States | 38
| Norway | 37
| Japan | 83
| Brazil | 27
| Canada | 35
| Mexico | 44
| Spain | 26
| United Kingdom | 37
| France | 47
| China | 26
| India | 21
| Australia | 34
| Other OECD | 36
| Other non-OECD | 31

## Table A1.3
Table A1.3 O&M cost assumptions for the LCOE calculation of onshore wind projects
| 2021 USD/kW/year | 2021
| Belgium | 76
| Denmark | 69
| Netherlands | 80
| Germany | 77
| United Kingdom | 74
| France | 80
| China | 52
| United States | 70
| Japan | 127
| Other OECD | 75
| Other non-OECD | 62

## Table A1.4
Table A1.4 O&M cost assumptions for the LCOE calculation of PV projects
| Year | OECD 2021 USD/kW/year | Non-OECD 2021 USD/kW/year
| 2010 | 27.1 | 25.6
| 2011 | 24 | 23.5
| 2012 | 23.4 | 18.2
| 2013 | 22.9 | 15.3
| 2014 | 22.4 | 13.7
| 2015 | 21.7 | 12.4
| 2016 | 21.1 | 11.3
| 2017 | 21.5 | 10.9
| 2018 | 20.1 | 10.4
| 2019 | 19.2 | 9.9
| 2020 | 18.2 | 9.6
| 2021 | 18.2 | 9.6

## Table A1.6
Table A1.6 O&M cost assumptions for the LCOE calculation of PV projects
|  | Fuel | Price for 2022 (2021 USD/MWh) | Cost as generated (2021 USD/MWh) | Period of historical data (2022) | Historical data source | Future data sources
| Argentina | Fossil gas | 42 | 92 |  |  | Blended LNG/ Bolivian import cost
| Australia | Fossil gas
| Brazil | Fossil gas | 103 | 224 | Jan-Apr | Import data | LNG futures
| Chile | Fossil gas | 37 | 79 | Jan-Apr | Import data | Pipeline import cost (Argentina)
| China | Fossil gas | 99 | 198 | Jan-May | JKM gas pricing | Forward LNG contracts
| China | Coal | 33 | 77 | Jan-May | Domestic pricing + Newcastle (5500 kcal) pricing | China coal price band advice + Newcastle coal price futures
| Denmark | Fossil gas | 116 | 204 | Jan-May | Dutch TTF | Forward month Dutch TTF pricing
| Europe (generic) | Fossil gas | 110 | 229 | Jan-May | Dutch TTF | Forward month Dutch TTF pricing
| Finland | Fossil gas/ coal | 82 | 208 | Jan-May | Dutch TTF | Forward month Dutch TTF pricing
| France | Fossil gas | 110 | 245 | Jan-May | Dutch TTF | Forward month Dutch TTF pricing
| Germany | Fossil gas | 110 | 268 | Jan-May | Dutch TTF | Forward month Dutch TTF pricing
| India | Fossil gas | 60 | 149 | Jan-Apr | Import data | Convergence with Australian net-back LNG pricing
| India | Coal | 38 | 121 | Jan-Mar | Import data | Newcastle coal price futures
| Italy | Fossil gas | 117 | 259 | Jan-Apr | Day-ahead gas price (MGP) | Forward month Dutch TTF pricing
| Japan | Fossil gas | 100 | 211 | Jan-Apr | JKM gas pricing | Forward LNG contracts
| Republic of Korea | Fossil gas | 99 | 180 | Jan-Apr | JKM gas pricing | Forward LNG contracts
| Mexico | Fossil gas | 27 | 52 | Jan-Feb | U.S. export data | EIA Short term Outlook (adjust- ed)
| Türkiye | Fossil gas | 70 | 128 | Jan-Apr | BOTAŞ | Linked to Dutch TTF forward month pricing
| Viet Nam | Coal | 44 | 126 | Jan-Mar | Import data | Newcastle coal price futures
| United Kingdom | Fossil gas | 93 | 211 | Jan-May | UK NBP | UK NBP forward month pricing
| United States | Fossil gas | 24 | 54 | Jan-May | Henry Hub (NYMEX) | EIA Short-term Energy Outlook, April 2022

## Operation&Maintenance
All-in operations and maintenance cost assumptions
| Onshore wind | 2021 USD/kW-year | 2010 | 2011 | 2012 | 2013 | 2014 | 2015 | 2016 | 2017 | 2018 | 2019 | 2020 | 2021
|  | Sweden | 67.8626 | 70.7224 | 68.022 | 59.1014 | 61.3847 | 43.0937 | 44.958 | 45.5678 | 46.5484 | 43.345 | 40 | 38
|  | Ireland | 90.7345 | 79.7647 | 55.7324 | 58.8503 | 88.1423 | 42.6126 | 37.6368 | 36.5094 | 35.3821 | 34.2547 | 33.1274 | 32
|  | Germany | 85.2962 | 82.7953 | 80.2944 | 75.4998 | 70.7052 | 65.9106 | 61.116 | 65.1053 | 69.0947 | 50.5618 | 46.6599 | 44.3269
|  | Denmark | 59.5932 | 57.846 | 56.0987 | 52.7489 | 42.5825 | 50.9751 | 39.9889 | 34.1502 | 35.6484 | 46.5682 | 35 | 32
|  | United States of America | 63.3059 | 64.5698 | 58.3347 | 59.3493 | 58.0304 | 47.2596 | 46.1605 | 45.5678 | 46.5484 | 43.345 | 40 | 38
|  | Norway | 65.1416 | 63.8889 | 58.9744 | 61.3333 | 54.6667 | 45.5556 | 44.1261 | 42.6966 | 44.7059 | 42.6966 | 39.4017 | 37.4316
|  | Japan | 99.6731 | 97.0096 | 94.3461 | 91.6827 | 89.0192 | 86.3558 | 83.6923 | 81.0288 | 105.0191 | 95.7556 | 88.3661 | 83.9478
|  | Brazil | 43.8339 | 42.0371 | 40.2404 | 38.4436 | 36.6468 | 34.85 | 33.0532 | 31.2564 | 29.4597 | 27.6629 | 25.8661 | 26.8377
|  | Canada | 58.5697 | 56.1689 | 53.7681 | 51.3673 | 48.9665 | 46.5657 | 44.1648 | 41.764 | 39.3632 | 36.9624 | 34.5616 | 35.4432
|  | Mexico | 72.6422 | 69.6646 | 66.6869 | 63.7093 | 60.7316 | 57.754 | 54.7763 | 51.7986 | 48.821 | 45.8433 | 42.8657 | 44.1892
|  | Spain | 43.0152 | 41.252 | 39.4888 | 37.7256 | 35.9623 | 34.1991 | 32.4359 | 30.6727 | 28.9094 | 27.1462 | 25.383 | 25.8717
|  | United Kingdom | 60.8791 | 58.3837 | 55.8882 | 53.3927 | 50.8972 | 48.4018 | 45.9063 | 43.4108 | 40.9153 | 38.4198 | 35.9244 | 36.8204
|  | France | 78.5669 | 75.3464 | 72.1259 | 68.9054 | 65.6849 | 62.4644 | 59.2439 | 56.0233 | 52.8028 | 49.5823 | 46.3618 | 47.4178
|  | China | 43.2361 | 41.4639 | 39.6916 | 37.9193 | 36.147 | 34.3747 | 32.6025 | 30.8302 | 29.0579 | 27.2856 | 25.5133 | 25.6786
|  | India | 34.439 | 33.0273 | 31.6156 | 30.204 | 28.7923 | 27.3806 | 25.9689 | 24.5572 | 23.1456 | 21.7339 | 20.3222 | 20.9755
|  | Australia | 57.0409 | 54.7027 | 52.3646 | 50.0264 | 47.6883 | 45.3502 | 43.012 | 40.6739 | 38.3357 | 35.9976 | 33.6594 | 34.2815
|  |  | 2010 | 2011 | 2012 | 2013 | 2014 | 2015 | 2016 | 2017 | 2018 | 2019 | 2020 | 2021
|  | Other OECD | 61.9007 | 59.7178 | 56.6193 | 55.3393 | 51.8028 | 47.6552 | 45.428 | 43.2009 | 41.8334 | 39.4612 | 36.7677 | 36.8854
|  | Other non-OECD | 52.5684 | 50.5908 | 48.1555 | 46.6293 | 43.9749 | 41.015 | 39.0152 | 37.0155 | 35.4456 | 33.3734 | 31.1405 | 31.282
| Offshore wind | 2021 USD/kW-year | 2010 | 2011 | 2012 | 2013 | 2014 | 2015 | 2016 | 2017 | 2018 | 2019 | 2020 | 2021
|  | Belgium | 184.2102 | 169.4513 | 154.6925 | 139.9336 | 125.1748 | 110.416 | 95.6571 | 80.8983 | 79.2803 | 77.6947 | 76.1408 | 76.1408
|  | Denmark | 110.5261 | 105.2429 | 99.9598 | 94.6766 | 89.3934 | 84.1102 | 78.8271 | 73.5439 | 72.073 | 70.6315 | 69.2189 | 69.2189
|  | Netherlands | 136.653 | 129.2134 | 121.7737 | 114.3341 | 106.8944 | 99.4548 | 92.0151 | 84.5755 | 82.884 | 81.2263 | 79.6018 | 79.6018
|  | Germany | 183.4316 | 168.9591 | 154.4866 | 140.0141 | 125.5415 | 111.069 | 96.5965 | 82.124 | 80.4815 | 78.8719 | 77.2945 | 77.2945
|  | United Kingdom | 242.9529 | 219.452 | 195.9511 | 172.4503 | 148.9494 | 125.4485 | 101.9477 | 78.4468 | 76.8779 | 75.3403 | 73.8335 | 73.8335
|  | France | 192.6343 | 177.2006 | 161.7668 | 146.333 | 130.8992 | 115.4654 | 100.0316 | 84.5979 | 82.9059 | 81.2478 | 79.6228 | 79.6228
|  | China | 51.72 | 51.72 | 51.72 | 51.72 | 51.72 | 51.72 | 51.72 | 51.72 | 51.72 | 51.72 | 51.72 | 51.72
|  | United States | 125.2959 | 118.0779 | 110.8598 | 103.6418 | 96.4238 | 89.2057 | 81.9877 | 74.7696 | 73.2742 | 71.8087 | 70.3726 | 70.3726
|  | Japan | 2017: 134.8305; 2018: 132.1338; 2019: 129.4912; 2020: 126.9013; 2021: 126.9013
|  |  | 2010 | 2011 | 2012 | 2013 | 2014 | 2015 | 2016 | 2017 | 2018 | 2019 | 2020 | 2021
|  | Other OECD | 155.4585 | 144.6909 | 133.9232 | 123.1555 | 112.3879 | 101.6202 | 90.8525 | 80.0849 | 78.4832 | 76.9135 | 75.3752 | 75.3752
|  | Other non-OECD | 103.44 | 51.72 | 51.72 | 51.72 | 51.72 | 51.72 | 51.72 | 51.72 | 51.72 | 51.72 | 51.72 | 51.72
| Solar PV | 2021 USD/kW-year | 2010 | 2011 | 2012 | 2013 | 2014 | 2015 | 2016 | 2017 | 2018 | 2019 | 2020 | 2021
|  | OECD | 27.1 | 24 | 23.4 | 22.9 | 22.4 | 21.7 | 21.1 | 21.5 | 20.1 | 19.2 | 18.2 | 18.2
|  | Non-OECD | 25.6 | 23.5 | 18.2 | 15.3 | 13.7 | 12.4 | 11.3 | 10.9 | 10.4 | 9.9 | 9.6 | 9.6
| CSP (PTC) | 2021 USD/kWh | 2010 | 2011 | 2012 | 2013 | 2014 | 2015 | 2016 | 2017 | 2018 | 2019 | 2020 | 2021
|  | Argentina | 0.038852 | 0.037557 | 0.036261 | 0.034966 | 0.033671 | 0.032376 | 0.031081 | 0.029786 | 0.028491 | 0.027196 | 0.025901 | 0.025901
|  | Australia | 0.04196 | 0.040561 | 0.039162 | 0.037764 | 0.036365 | 0.034966 | 0.033568 | 0.032169 | 0.03077 | 0.029372 | 0.027973 | 0.027973
|  | Brazil | 0.031081 | 0.030045 | 0.029009 | 0.027973 | 0.026937 | 0.025901 | 0.024865 | 0.023829 | 0.022793 | 0.021757 | 0.020721 | 0.020721
|  | China | 0.032635 | 0.031547 | 0.03046 | 0.029372 | 0.028284 | 0.027196 | 0.026108 | 0.02502 | 0.023933 | 0.022845 | 0.021757 | 0.021757
|  | France | 0.04973 | 0.048072 | 0.046415 | 0.044757 | 0.043099 | 0.041442 | 0.039784 | 0.038126 | 0.036469 | 0.034811 | 0.033153 | 0.033153
|  | India | 0.023311 | 0.022534 | 0.021757 | 0.02098 | 0.020203 | 0.019426 | 0.018649 | 0.017872 | 0.017095 | 0.016318 | 0.015541 | 0.015541
|  | Italy | 0.038852 | 0.037557 | 0.036261 | 0.034966 | 0.033671 | 0.032376 | 0.031081 | 0.029786 | 0.028491 | 0.027196 | 0.025901 | 0.025901
|  | Mexico | 0.024865 | 0.024036 | 0.023207 | 0.022378 | 0.02155 | 0.020721 | 0.019892 | 0.019063 | 0.018234 | 0.017405 | 0.016577 | 0.016577
|  | Morocco | 0.020203 | 0.019529 | 0.018856 | 0.018183 | 0.017509 | 0.016836 | 0.016162 | 0.015489 | 0.014815 | 0.014142 | 0.013469 | 0.013469
|  | Russian Federation | 0.037297 | 0.036054 | 0.034811 | 0.033568 | 0.032324 | 0.031081 | 0.029838 | 0.028595 | 0.027351 | 0.026108 | 0.024865 | 0.024865
|  | Saudi Arabia | 0.018649 | 0.018027 | 0.017405 | 0.016784 | 0.016162 | 0.015541 | 0.014919 | 0.014297 | 0.013676 | 0.013054 | 0.012432 | 0.012432
|  | South Africa | 0.020203 | 0.019529 | 0.018856 | 0.018183 | 0.017509 | 0.016836 | 0.016162 | 0.015489 | 0.014815 | 0.014142 | 0.013469 | 0.013469
|  | Spain | 0.037297 | 0.036054 | 0.034811 | 0.033568 | 0.032324 | 0.031081 | 0.029838 | 0.028595 | 0.027351 | 0.026108 | 0.024865 | 0.024865
|  | Türkiye | 0.027973 | 0.027041 | 0.026108 | 0.025176 | 0.024243 | 0.023311 | 0.022378 | 0.021446 | 0.020514 | 0.019581 | 0.018649 | 0.018649
|  | United Arab Emirates | 0.027973 | 0.027041 | 0.026108 | 0.025176 | 0.024243 | 0.023311 | 0.022378 | 0.021446 | 0.020514 | 0.019581 | 0.018649 | 0.018649
|  | United States of America | 0.037297 | 0.036054 | 0.034811 | 0.033568 | 0.032324 | 0.031081 | 0.029838 | 0.028595 | 0.027351 | 0.026108 | 0.024865 | 0.024865
| CSP (PTC) | 2021 USD/kWh | 2010 | 2011 | 2012 | 2013 | 2014 | 2015 | 2016 | 2017 | 2018 | 2019 | 2020 | 2021
|  | Other OECD | 0.036853 | 0.035625 | 0.034397 | 0.033168 | 0.03194 | 0.030711 | 0.029483 | 0.028254 | 0.027026 | 0.025797 | 0.024569 | 0.024569
|  | Other non-OECD | 0.0278 | 0.026874 | 0.025947 | 0.02502 | 0.024094 | 0.023167 | 0.02224 | 0.021314 | 0.020387 | 0.01946 | 0.018534 | 0.018534
| CSP (ST) | 2021 USD/kWh | 2010 | 2011 | 2012 | 2013 | 2014 | 2015 | 2016 | 2017 | 2018 | 2019 | 2020 | 2021
|  | Argentina | 0.035743 | 0.034552 | 0.033361 | 0.032169 | 0.030978 | 0.029786 | 0.028595 | 0.027403 | 0.026212 | 0.02502 | 0.023829 | 0.023829
|  | Australia | 0.040406 | 0.039059 | 0.037712 | 0.036365 | 0.035018 | 0.033671 | 0.032324 | 0.030978 | 0.029631 | 0.028284 | 0.026937 | 0.026937
|  | Brazil | 0.031081 | 0.030045 | 0.029009 | 0.027973 | 0.026937 | 0.025901 | 0.024865 | 0.023829 | 0.022793 | 0.021757 | 0.020721 | 0.020721
|  | China | 0.027973 | 0.027041 | 0.026108 | 0.025176 | 0.024243 | 0.023311 | 0.022378 | 0.021446 | 0.020514 | 0.019581 | 0.018649 | 0.018649
|  | France | 0.04196 | 0.040561 | 0.039162 | 0.037764 | 0.036365 | 0.034966 | 0.033568 | 0.032169 | 0.03077 | 0.029372 | 0.027973 | 0.027973
|  | India | 0.023311 | 0.022534 | 0.021757 | 0.02098 | 0.020203 | 0.019426 | 0.018649 | 0.017872 | 0.017095 | 0.016318 | 0.015541 | 0.015541
|  | Italy | 0.035743 | 0.034552 | 0.033361 | 0.032169 | 0.030978 | 0.029786 | 0.028595 | 0.027403 | 0.026212 | 0.02502 | 0.023829 | 0.023829
|  | Mexico | 0.023311 | 0.022534 | 0.021757 | 0.02098 | 0.020203 | 0.019426 | 0.018649 | 0.017872 | 0.017095 | 0.016318 | 0.015541 | 0.015541
|  | Morocco | 0.018649 | 0.018027 | 0.017405 | 0.016784 | 0.016162 | 0.015541 | 0.014919 | 0.014297 | 0.013676 | 0.013054 | 0.012432 | 0.012432
|  | Russian Federation | 0.034189 | 0.03305 | 0.03191 | 0.03077 | 0.029631 | 0.028491 | 0.027351 | 0.026212 | 0.025072 | 0.023933 | 0.022793 | 0.022793
|  | Saudi Arabia | 0.017095 | 0.016525 | 0.015955 | 0.015385 | 0.014815 | 0.014246 | 0.013676 | 0.013106 | 0.012536 | 0.011966 | 0.011396 | 0.011396
|  | South Africa | 0.018649 | 0.018027 | 0.017405 | 0.016784 | 0.016162 | 0.015541 | 0.014919 | 0.014297 | 0.013676 | 0.013054 | 0.012432 | 0.012432
|  | Spain | 0.034189 | 0.03305 | 0.03191 | 0.03077 | 0.029631 | 0.028491 | 0.027351 | 0.026212 | 0.025072 | 0.023933 | 0.022793 | 0.022793
|  | Türkiye | 0.024865 | 0.024036 | 0.023207 | 0.022378 | 0.02155 | 0.020721 | 0.019892 | 0.019063 | 0.018234 | 0.017405 | 0.016577 | 0.016577
|  | United Arab Emirates | 0.031081 | 0.030045 | 0.029009 | 0.027973 | 0.026937 | 0.025901 | 0.024865 | 0.023829 | 0.022793 | 0.021757 | 0.020721 | 0.020721
|  | United States of America | 0.032635 | 0.031547 | 0.03046 | 0.029372 | 0.028284 | 0.027196 | 0.026108 | 0.02502 | 0.023933 | 0.022845 | 0.021757 | 0.021757
| CSP (ST) | 2021 USD/kWh | 2010 | 2011 | 2012 | 2013 | 2014 | 2015 | 2016 | 2017 | 2018 | 2019 | 2020 | 2021
|  | Other OECD | 0.033301 | 0.032191 | 0.031081 | 0.029971 | 0.028861 | 0.027751 | 0.026641 | 0.025531 | 0.024421 | 0.023311 | 0.022201 | 0.022201
|  | Other non-OECD | 0.026419 | 0.025538 | 0.024658 | 0.023777 | 0.022897 | 0.022016 | 0.021135 | 0.020255 | 0.019374 | 0.018493 | 0.017613 | 0.017613